## Assumptions
A | B | C
Interval length | 0.5 | hours
Energy tariff | 0.28 | $/kWh
Daily supply charge | 1.2 | $/day
Demand charge | 12 | $kW/month
Feed-in tariff | 0.05 | $/kWh
Emissions factor | 0.7 | kg CO2/kWh
Solar PV size | 30 | kW
Solar system cost | 1200 | $/kW

## Raw_Load_Data
Date/Time | Demand_kW | Date | Hour | Day | Interval_h | Energy_kWh
2026-07-01 | 2.2 | 2026-07-01 | 0 | Wednesday | 0.5 | 1.1
2026-07-01 00:30 | 2.1 | 2026-07-01 | 0.5 | Wednesday | 0.5 | 1.05
2026-07-01 01:00 | 1.9 | 2026-07-01 | 1 | Wednesday | 0.5 | 0.95
2026-07-01 01:30 | 2.5 | 2026-07-01 | 1.5 | Wednesday | 0.5 | 1.25
2026-07-01 02:00 | 2.1 | 2026-07-01 | 2 | Wednesday | 0.5 | 1.05
2026-07-01 02:30 | 2.9 | 2026-07-01 | 2.5 | Wednesday | 0.5 | 1.45
2026-07-01 03:00 | 2.6 | 2026-07-01 | 3 | Wednesday | 0.5 | 1.3
2026-07-01 03:30 | 1.9 | 2026-07-01 | 3.5 | Wednesday | 0.5 | 0.95
2026-07-01 04:00 | 2.8 | 2026-07-01 | 4 | Wednesday | 0.5 | 1.4
2026-07-01 04:30 | 1.9 | 2026-07-01 | 4.5 | Wednesday | 0.5 | 0.95
2026-07-01 05:00 | 2.6 | 2026-07-01 | 5 | Wednesday | 0.5 | 1.3
2026-07-01 05:30 | 1.8 | 2026-07-01 | 5.5 | Wednesday | 0.5 | 0.9
2026-07-01 06:00 | 7.7 | 2026-07-01 | 6 | Wednesday | 0.5 | 3.85
2026-07-01 06:30 | 6 | 2026-07-01 | 6.5 | Wednesday | 0.5 | 3
2026-07-01 07:00 | 6.5 | 2026-07-01 | 7 | Wednesday | 0.5 | 3.25
2026-07-01 07:30 | 4.2 | 2026-07-01 | 7.5 | Wednesday | 0.5 | 2.1
2026-07-01 08:00 | 13.5 | 2026-07-01 | 8 | Wednesday | 0.5 | 6.75
2026-07-01 08:30 | 13 | 2026-07-01 | 8.5 | Wednesday | 0.5 | 6.5
2026-07-01 09:00 | 21 | 2026-07-01 | 9 | Wednesday | 0.5 | 10.5
2026-07-01 09:30 | 14.8 | 2026-07-01 | 9.5 | Wednesday | 0.5 | 7.4
2026-07-01 10:00 | 14.2 | 2026-07-01 | 10 | Wednesday | 0.5 | 7.1
2026-07-01 10:30 | 13.5 | 2026-07-01 | 10.5 | Wednesday | 0.5 | 6.75
2026-07-01 11:00 | 21.9 | 2026-07-01 | 11 | Wednesday | 0.5 | 10.95
2026-07-01 11:30 | 18.5 | 2026-07-01 | 11.5 | Wednesday | 0.5 | 9.25
2026-07-01 12:00 | 19.6 | 2026-07-01 | 12 | Wednesday | 0.5 | 9.8
2026-07-01 12:30 | 29.6 | 2026-07-01 | 12.5 | Wednesday | 0.5 | 14.8
2026-07-01 13:00 | 33.3 | 2026-07-01 | 13 | Wednesday | 0.5 | 16.65
2026-07-01 13:30 | 32.2 | 2026-07-01 | 13.5 | Wednesday | 0.5 | 16.1
2026-07-01 14:00 | 21.1 | 2026-07-01 | 14 | Wednesday | 0.5 | 10.55
2026-07-01 14:30 | 22.7 | 2026-07-01 | 14.5 | Wednesday | 0.5 | 11.35
2026-07-01 15:00 | 23.7 | 2026-07-01 | 15 | Wednesday | 0.5 | 11.85
2026-07-01 15:30 | 32.9 | 2026-07-01 | 15.5 | Wednesday | 0.5 | 16.45
2026-07-01 16:00 | 20 | 2026-07-01 | 16 | Wednesday | 0.5 | 10
2026-07-01 16:30 | 17.2 | 2026-07-01 | 16.5 | Wednesday | 0.5 | 8.6
2026-07-01 17:00 | 19.1 | 2026-07-01 | 17 | Wednesday | 0.5 | 9.55
2026-07-01 17:30 | 18.6 | 2026-07-01 | 17.5 | Wednesday | 0.5 | 9.3
2026-07-01 18:00 | 17.9 | 2026-07-01 | 18 | Wednesday | 0.5 | 8.95
2026-07-01 18:30 | 13.2 | 2026-07-01 | 18.5 | Wednesday | 0.5 | 6.6
2026-07-01 19:00 | 6.5 | 2026-07-01 | 19 | Wednesday | 0.5 | 3.25
2026-07-01 19:30 | 3.3 | 2026-07-01 | 19.5 | Wednesday | 0.5 | 1.65
2026-07-01 20:00 | 5.5 | 2026-07-01 | 20 | Wednesday | 0.5 | 2.75
2026-07-01 20:30 | 6 | 2026-07-01 | 20.5 | Wednesday | 0.5 | 3
2026-07-01 21:00 | 4 | 2026-07-01 | 21 | Wednesday | 0.5 | 2
2026-07-01 21:30 | 4.4 | 2026-07-01 | 21.5 | Wednesday | 0.5 | 2.2
2026-07-01 22:00 | 6.5 | 2026-07-01 | 22 | Wednesday | 0.5 | 3.25
2026-07-01 22:30 | 3.1 | 2026-07-01 | 22.5 | Wednesday | 0.5 | 1.55
2026-07-01 23:00 | 6 | 2026-07-01 | 23 | Wednesday | 0.5 | 3
2026-07-01 23:30 | 4.1 | 2026-07-01 | 23.5 | Wednesday | 0.5 | 2.05
2026-07-02 | 2.7 | 2026-07-02 | 0 | Thursday | 0.5 | 1.35
2026-07-02 00:30 | 1.9 | 2026-07-02 | 0.5 | Thursday | 0.5 | 0.95
2026-07-02 01:00 | 2 | 2026-07-02 | 1 | Thursday | 0.5 | 1
2026-07-02 01:30 | 2.2 | 2026-07-02 | 1.5 | Thursday | 0.5 | 1.1
2026-07-02 02:00 | 1.9 | 2026-07-02 | 2 | Thursday | 0.5 | 0.95
2026-07-02 02:30 | 2.5 | 2026-07-02 | 2.5 | Thursday | 0.5 | 1.25
2026-07-02 03:00 | 2 | 2026-07-02 | 3 | Thursday | 0.5 | 1
2026-07-02 03:30 | 1.8 | 2026-07-02 | 3.5 | Thursday | 0.5 | 0.9
2026-07-02 04:00 | 1.9 | 2026-07-02 | 4 | Thursday | 0.5 | 0.95
2026-07-02 04:30 | 2.5 | 2026-07-02 | 4.5 | Thursday | 0.5 | 1.25
2026-07-02 05:00 | 1.8 | 2026-07-02 | 5 | Thursday | 0.5 | 0.9
2026-07-02 05:30 | 2.3 | 2026-07-02 | 5.5 | Thursday | 0.5 | 1.15
2026-07-02 06:00 | 7.5 | 2026-07-02 | 6 | Thursday | 0.5 | 3.75
2026-07-02 06:30 | 7.9 | 2026-07-02 | 6.5 | Thursday | 0.5 | 3.95
2026-07-02 07:00 | 7 | 2026-07-02 | 7 | Thursday | 0.5 | 3.5
2026-07-02 07:30 | 6.7 | 2026-07-02 | 7.5 | Thursday | 0.5 | 3.35
2026-07-02 08:00 | 19.1 | 2026-07-02 | 8 | Thursday | 0.5 | 9.55
2026-07-02 08:30 | 14.2 | 2026-07-02 | 8.5 | Thursday | 0.5 | 7.1
2026-07-02 09:00 | 21.5 | 2026-07-02 | 9 | Thursday | 0.5 | 10.75
2026-07-02 09:30 | 15.1 | 2026-07-02 | 9.5 | Thursday | 0.5 | 7.55
2026-07-02 10:00 | 15.5 | 2026-07-02 | 10 | Thursday | 0.5 | 7.75
2026-07-02 10:30 | 14.5 | 2026-07-02 | 10.5 | Thursday | 0.5 | 7.25
2026-07-02 11:00 | 19.7 | 2026-07-02 | 11 | Thursday | 0.5 | 9.85
2026-07-02 11:30 | 15.3 | 2026-07-02 | 11.5 | Thursday | 0.5 | 7.65
2026-07-02 12:00 | 31.5 | 2026-07-02 | 12 | Thursday | 0.5 | 15.75
2026-07-02 12:30 | 25.6 | 2026-07-02 | 12.5 | Thursday | 0.5 | 12.8
2026-07-02 13:00 | 30.6 | 2026-07-02 | 13 | Thursday | 0.5 | 15.3
2026-07-02 13:30 | 20.3 | 2026-07-02 | 13.5 | Thursday | 0.5 | 10.15
2026-07-02 14:00 | 18.8 | 2026-07-02 | 14 | Thursday | 0.5 | 9.4
2026-07-02 14:30 | 21.5 | 2026-07-02 | 14.5 | Thursday | 0.5 | 10.75
2026-07-02 15:00 | 25.9 | 2026-07-02 | 15 | Thursday | 0.5 | 12.95
2026-07-02 15:30 | 30.1 | 2026-07-02 | 15.5 | Thursday | 0.5 | 15.05
2026-07-02 16:00 | 15.9 | 2026-07-02 | 16 | Thursday | 0.5 | 7.95
2026-07-02 16:30 | 19.9 | 2026-07-02 | 16.5 | Thursday | 0.5 | 9.95
2026-07-02 17:00 | 11.4 | 2026-07-02 | 17 | Thursday | 0.5 | 5.7
2026-07-02 17:30 | 10 | 2026-07-02 | 17.5 | Thursday | 0.5 | 5
2026-07-02 18:00 | 15.4 | 2026-07-02 | 18 | Thursday | 0.5 | 7.7
2026-07-02 18:30 | 10.9 | 2026-07-02 | 18.5 | Thursday | 0.5 | 5.45
2026-07-02 19:00 | 3.2 | 2026-07-02 | 19 | Thursday | 0.5 | 1.6
2026-07-02 19:30 | 5.9 | 2026-07-02 | 19.5 | Thursday | 0.5 | 2.95
2026-07-02 20:00 | 4.4 | 2026-07-02 | 20 | Thursday | 0.5 | 2.2
2026-07-02 20:30 | 5.4 | 2026-07-02 | 20.5 | Thursday | 0.5 | 2.7
2026-07-02 21:00 | 3.2 | 2026-07-02 | 21 | Thursday | 0.5 | 1.6
2026-07-02 21:30 | 7.5 | 2026-07-02 | 21.5 | Thursday | 0.5 | 3.75
2026-07-02 22:00 | 3.8 | 2026-07-02 | 22 | Thursday | 0.5 | 1.9
2026-07-02 22:30 | 7.4 | 2026-07-02 | 22.5 | Thursday | 0.5 | 3.7
2026-07-02 23:00 | 7.4 | 2026-07-02 | 23 | Thursday | 0.5 | 3.7
2026-07-02 23:30 | 3.3 | 2026-07-02 | 23.5 | Thursday | 0.5 | 1.65
2026-07-03 | 2.1 | 2026-07-03 | 0 | Friday | 0.5 | 1.05
2026-07-03 00:30 | 2.2 | 2026-07-03 | 0.5 | Friday | 0.5 | 1.1
2026-07-03 01:00 | 2.8 | 2026-07-03 | 1 | Friday | 0.5 | 1.4
2026-07-03 01:30 | 2.8 | 2026-07-03 | 1.5 | Friday | 0.5 | 1.4
2026-07-03 02:00 | 2.6 | 2026-07-03 | 2 | Friday | 0.5 | 1.3
2026-07-03 02:30 | 1.8 | 2026-07-03 | 2.5 | Friday | 0.5 | 0.9
2026-07-03 03:00 | 2.6 | 2026-07-03 | 3 | Friday | 0.5 | 1.3
2026-07-03 03:30 | 2.1 | 2026-07-03 | 3.5 | Friday | 0.5 | 1.05
2026-07-03 04:00 | 2.3 | 2026-07-03 | 4 | Friday | 0.5 | 1.15
2026-07-03 04:30 | 2.2 | 2026-07-03 | 4.5 | Friday | 0.5 | 1.1
2026-07-03 05:00 | 1.9 | 2026-07-03 | 5 | Friday | 0.5 | 0.95
2026-07-03 05:30 | 2.8 | 2026-07-03 | 5.5 | Friday | 0.5 | 1.4
2026-07-03 06:00 | 5.5 | 2026-07-03 | 6 | Friday | 0.5 | 2.75
2026-07-03 06:30 | 6.2 | 2026-07-03 | 6.5 | Friday | 0.5 | 3.1
2026-07-03 07:00 | 6.7 | 2026-07-03 | 7 | Friday | 0.5 | 3.35
2026-07-03 07:30 | 4.2 | 2026-07-03 | 7.5 | Friday | 0.5 | 2.1
2026-07-03 08:00 | 16.4 | 2026-07-03 | 8 | Friday | 0.5 | 8.2
2026-07-03 08:30 | 12.4 | 2026-07-03 | 8.5 | Friday | 0.5 | 6.2
2026-07-03 09:00 | 12.5 | 2026-07-03 | 9 | Friday | 0.5 | 6.25
2026-07-03 09:30 | 15.6 | 2026-07-03 | 9.5 | Friday | 0.5 | 7.8
2026-07-03 10:00 | 15.3 | 2026-07-03 | 10 | Friday | 0.5 | 7.65
2026-07-03 10:30 | 12.7 | 2026-07-03 | 10.5 | Friday | 0.5 | 6.35
2026-07-03 11:00 | 18.6 | 2026-07-03 | 11 | Friday | 0.5 | 9.3
2026-07-03 11:30 | 21.5 | 2026-07-03 | 11.5 | Friday | 0.5 | 10.75
2026-07-03 12:00 | 34 | 2026-07-03 | 12 | Friday | 0.5 | 17
2026-07-03 12:30 | 31.7 | 2026-07-03 | 12.5 | Friday | 0.5 | 15.85
2026-07-03 13:00 | 32.1 | 2026-07-03 | 13 | Friday | 0.5 | 16.05
2026-07-03 13:30 | 22.8 | 2026-07-03 | 13.5 | Friday | 0.5 | 11.4
2026-07-03 14:00 | 34.3 | 2026-07-03 | 14 | Friday | 0.5 | 17.15
2026-07-03 14:30 | 20.1 | 2026-07-03 | 14.5 | Friday | 0.5 | 10.05
2026-07-03 15:00 | 22.7 | 2026-07-03 | 15 | Friday | 0.5 | 11.35
2026-07-03 15:30 | 23 | 2026-07-03 | 15.5 | Friday | 0.5 | 11.5
2026-07-03 16:00 | 16.5 | 2026-07-03 | 16 | Friday | 0.5 | 8.25
2026-07-03 16:30 | 16.3 | 2026-07-03 | 16.5 | Friday | 0.5 | 8.15
2026-07-03 17:00 | 16.8 | 2026-07-03 | 17 | Friday | 0.5 | 8.4
2026-07-03 17:30 | 14 | 2026-07-03 | 17.5 | Friday | 0.5 | 7
2026-07-03 18:00 | 18.2 | 2026-07-03 | 18 | Friday | 0.5 | 9.1
2026-07-03 18:30 | 11.6 | 2026-07-03 | 18.5 | Friday | 0.5 | 5.8
2026-07-03 19:00 | 5.8 | 2026-07-03 | 19 | Friday | 0.5 | 2.9
2026-07-03 19:30 | 6.7 | 2026-07-03 | 19.5 | Friday | 0.5 | 3.35
2026-07-03 20:00 | 5.8 | 2026-07-03 | 20 | Friday | 0.5 | 2.9
2026-07-03 20:30 | 4.5 | 2026-07-03 | 20.5 | Friday | 0.5 | 2.25
2026-07-03 21:00 | 5.7 | 2026-07-03 | 21 | Friday | 0.5 | 2.85
2026-07-03 21:30 | 4.7 | 2026-07-03 | 21.5 | Friday | 0.5 | 2.35
2026-07-03 22:00 | 3.6 | 2026-07-03 | 22 | Friday | 0.5 | 1.8
2026-07-03 22:30 | 3.9 | 2026-07-03 | 22.5 | Friday | 0.5 | 1.95
2026-07-03 23:00 | 5.6 | 2026-07-03 | 23 | Friday | 0.5 | 2.8
2026-07-03 23:30 | 7 | 2026-07-03 | 23.5 | Friday | 0.5 | 3.5
2026-07-04 | 2.1 | 2026-07-04 | 0 | Saturday | 0.5 | 1.05
2026-07-04 00:30 | 3 | 2026-07-04 | 0.5 | Saturday | 0.5 | 1.5
2026-07-04 01:00 | 2 | 2026-07-04 | 1 | Saturday | 0.5 | 1
2026-07-04 01:30 | 2 | 2026-07-04 | 1.5 | Saturday | 0.5 | 1
2026-07-04 02:00 | 2.4 | 2026-07-04 | 2 | Saturday | 0.5 | 1.2
2026-07-04 02:30 | 2.5 | 2026-07-04 | 2.5 | Saturday | 0.5 | 1.25
2026-07-04 03:00 | 2.8 | 2026-07-04 | 3 | Saturday | 0.5 | 1.4
2026-07-04 03:30 | 3 | 2026-07-04 | 3.5 | Saturday | 0.5 | 1.5
2026-07-04 04:00 | 2.6 | 2026-07-04 | 4 | Saturday | 0.5 | 1.3
2026-07-04 04:30 | 2.3 | 2026-07-04 | 4.5 | Saturday | 0.5 | 1.15
2026-07-04 05:00 | 2.8 | 2026-07-04 | 5 | Saturday | 0.5 | 1.4
2026-07-04 05:30 | 2.1 | 2026-07-04 | 5.5 | Saturday | 0.5 | 1.05
2026-07-04 06:00 | 4.1 | 2026-07-04 | 6 | Saturday | 0.5 | 2.05
2026-07-04 06:30 | 5.1 | 2026-07-04 | 6.5 | Saturday | 0.5 | 2.55
2026-07-04 07:00 | 6.7 | 2026-07-04 | 7 | Saturday | 0.5 | 3.35
2026-07-04 07:30 | 6.5 | 2026-07-04 | 7.5 | Saturday | 0.5 | 3.25
2026-07-04 08:00 | 20.9 | 2026-07-04 | 8 | Saturday | 0.5 | 10.45
2026-07-04 08:30 | 21.1 | 2026-07-04 | 8.5 | Saturday | 0.5 | 10.55
2026-07-04 09:00 | 17.8 | 2026-07-04 | 9 | Saturday | 0.5 | 8.9
2026-07-04 09:30 | 13.9 | 2026-07-04 | 9.5 | Saturday | 0.5 | 6.95
2026-07-04 10:00 | 18.5 | 2026-07-04 | 10 | Saturday | 0.5 | 9.25
2026-07-04 10:30 | 13.6 | 2026-07-04 | 10.5 | Saturday | 0.5 | 6.8
2026-07-04 11:00 | 14.3 | 2026-07-04 | 11 | Saturday | 0.5 | 7.15
2026-07-04 11:30 | 14 | 2026-07-04 | 11.5 | Saturday | 0.5 | 7
2026-07-04 12:00 | 25.9 | 2026-07-04 | 12 | Saturday | 0.5 | 12.95
2026-07-04 12:30 | 23.9 | 2026-07-04 | 12.5 | Saturday | 0.5 | 11.95
2026-07-04 13:00 | 21 | 2026-07-04 | 13 | Saturday | 0.5 | 10.5
2026-07-04 13:30 | 28.2 | 2026-07-04 | 13.5 | Saturday | 0.5 | 14.1
2026-07-04 14:00 | 31.7 | 2026-07-04 | 14 | Saturday | 0.5 | 15.85
2026-07-04 14:30 | 18.2 | 2026-07-04 | 14.5 | Saturday | 0.5 | 9.1
2026-07-04 15:00 | 23.3 | 2026-07-04 | 15 | Saturday | 0.5 | 11.65
2026-07-04 15:30 | 23.3 | 2026-07-04 | 15.5 | Saturday | 0.5 | 11.65
2026-07-04 16:00 | 18.4 | 2026-07-04 | 16 | Saturday | 0.5 | 9.2
2026-07-04 16:30 | 11.6 | 2026-07-04 | 16.5 | Saturday | 0.5 | 5.8
2026-07-04 17:00 | 15.7 | 2026-07-04 | 17 | Saturday | 0.5 | 7.85
2026-07-04 17:30 | 15.8 | 2026-07-04 | 17.5 | Saturday | 0.5 | 7.9
2026-07-04 18:00 | 13.5 | 2026-07-04 | 18 | Saturday | 0.5 | 6.75
2026-07-04 18:30 | 14.1 | 2026-07-04 | 18.5 | Saturday | 0.5 | 7.05
2026-07-04 19:00 | 5.1 | 2026-07-04 | 19 | Saturday | 0.5 | 2.55
2026-07-04 19:30 | 3.1 | 2026-07-04 | 19.5 | Saturday | 0.5 | 1.55
2026-07-04 20:00 | 4.9 | 2026-07-04 | 20 | Saturday | 0.5 | 2.45
2026-07-04 20:30 | 4.9 | 2026-07-04 | 20.5 | Saturday | 0.5 | 2.45
2026-07-04 21:00 | 3.5 | 2026-07-04 | 21 | Saturday | 0.5 | 1.75
2026-07-04 21:30 | 7.7 | 2026-07-04 | 21.5 | Saturday | 0.5 | 3.85
2026-07-04 22:00 | 7.5 | 2026-07-04 | 22 | Saturday | 0.5 | 3.75
2026-07-04 22:30 | 4.9 | 2026-07-04 | 22.5 | Saturday | 0.5 | 2.45
2026-07-04 23:00 | 5 | 2026-07-04 | 23 | Saturday | 0.5 | 2.5
2026-07-04 23:30 | 5.4 | 2026-07-04 | 23.5 | Saturday | 0.5 | 2.7
2026-07-05 | 2.2 | 2026-07-05 | 0 | Sunday | 0.5 | 1.1
2026-07-05 00:30 | 2.2 | 2026-07-05 | 0.5 | Sunday | 0.5 | 1.1
2026-07-05 01:00 | 1.9 | 2026-07-05 | 1 | Sunday | 0.5 | 0.95
2026-07-05 01:30 | 2.9 | 2026-07-05 | 1.5 | Sunday | 0.5 | 1.45
2026-07-05 02:00 | 2 | 2026-07-05 | 2 | Sunday | 0.5 | 1
2026-07-05 02:30 | 2.7 | 2026-07-05 | 2.5 | Sunday | 0.5 | 1.35
2026-07-05 03:00 | 2 | 2026-07-05 | 3 | Sunday | 0.5 | 1
2026-07-05 03:30 | 2.4 | 2026-07-05 | 3.5 | Sunday | 0.5 | 1.2
2026-07-05 04:00 | 1.9 | 2026-07-05 | 4 | Sunday | 0.5 | 0.95
2026-07-05 04:30 | 2.7 | 2026-07-05 | 4.5 | Sunday | 0.5 | 1.35
2026-07-05 05:00 | 1.8 | 2026-07-05 | 5 | Sunday | 0.5 | 0.9
2026-07-05 05:30 | 2.6 | 2026-07-05 | 5.5 | Sunday | 0.5 | 1.3
2026-07-05 06:00 | 7.3 | 2026-07-05 | 6 | Sunday | 0.5 | 3.65
2026-07-05 06:30 | 4 | 2026-07-05 | 6.5 | Sunday | 0.5 | 2
2026-07-05 07:00 | 4.7 | 2026-07-05 | 7 | Sunday | 0.5 | 2.35
2026-07-05 07:30 | 5.9 | 2026-07-05 | 7.5 | Sunday | 0.5 | 2.95
2026-07-05 08:00 | 12.6 | 2026-07-05 | 8 | Sunday | 0.5 | 6.3
2026-07-05 08:30 | 21.5 | 2026-07-05 | 8.5 | Sunday | 0.5 | 10.75
2026-07-05 09:00 | 15 | 2026-07-05 | 9 | Sunday | 0.5 | 7.5
2026-07-05 09:30 | 17.6 | 2026-07-05 | 9.5 | Sunday | 0.5 | 8.8
2026-07-05 10:00 | 14.5 | 2026-07-05 | 10 | Sunday | 0.5 | 7.25
2026-07-05 10:30 | 21.5 | 2026-07-05 | 10.5 | Sunday | 0.5 | 10.75
2026-07-05 11:00 | 20.8 | 2026-07-05 | 11 | Sunday | 0.5 | 10.4
2026-07-05 11:30 | 20.4 | 2026-07-05 | 11.5 | Sunday | 0.5 | 10.2
2026-07-05 12:00 | 22.2 | 2026-07-05 | 12 | Sunday | 0.5 | 11.1
2026-07-05 12:30 | 24.5 | 2026-07-05 | 12.5 | Sunday | 0.5 | 12.25
2026-07-05 13:00 | 19.7 | 2026-07-05 | 13 | Sunday | 0.5 | 9.85
2026-07-05 13:30 | 31.2 | 2026-07-05 | 13.5 | Sunday | 0.5 | 15.6
2026-07-05 14:00 | 29.3 | 2026-07-05 | 14 | Sunday | 0.5 | 14.65
2026-07-05 14:30 | 20.4 | 2026-07-05 | 14.5 | Sunday | 0.5 | 10.2
2026-07-05 15:00 | 34.9 | 2026-07-05 | 15 | Sunday | 0.5 | 17.45
2026-07-05 15:30 | 21 | 2026-07-05 | 15.5 | Sunday | 0.5 | 10.5
2026-07-05 16:00 | 14.3 | 2026-07-05 | 16 | Sunday | 0.5 | 7.15
2026-07-05 16:30 | 13.5 | 2026-07-05 | 16.5 | Sunday | 0.5 | 6.75
2026-07-05 17:00 | 14.6 | 2026-07-05 | 17 | Sunday | 0.5 | 7.3
2026-07-05 17:30 | 15.6 | 2026-07-05 | 17.5 | Sunday | 0.5 | 7.8
2026-07-05 18:00 | 16.4 | 2026-07-05 | 18 | Sunday | 0.5 | 8.2
2026-07-05 18:30 | 11.1 | 2026-07-05 | 18.5 | Sunday | 0.5 | 5.55
2026-07-05 19:00 | 3.5 | 2026-07-05 | 19 | Sunday | 0.5 | 1.75
2026-07-05 19:30 | 5.7 | 2026-07-05 | 19.5 | Sunday | 0.5 | 2.85
2026-07-05 20:00 | 8 | 2026-07-05 | 20 | Sunday | 0.5 | 4
2026-07-05 20:30 | 8 | 2026-07-05 | 20.5 | Sunday | 0.5 | 4
2026-07-05 21:00 | 6.1 | 2026-07-05 | 21 | Sunday | 0.5 | 3.05
2026-07-05 21:30 | 7.2 | 2026-07-05 | 21.5 | Sunday | 0.5 | 3.6
2026-07-05 22:00 | 6.5 | 2026-07-05 | 22 | Sunday | 0.5 | 3.25
2026-07-05 22:30 | 3.3 | 2026-07-05 | 22.5 | Sunday | 0.5 | 1.65
2026-07-05 23:00 | 5.8 | 2026-07-05 | 23 | Sunday | 0.5 | 2.9
2026-07-05 23:30 | 6.7 | 2026-07-05 | 23.5 | Sunday | 0.5 | 3.35
2026-07-06 | 1.8 | 2026-07-06 | 0 | Monday | 0.5 | 0.9
2026-07-06 00:30 | 1.9 | 2026-07-06 | 0.5 | Monday | 0.5 | 0.95
2026-07-06 01:00 | 1.8 | 2026-07-06 | 1 | Monday | 0.5 | 0.9
2026-07-06 01:30 | 2.5 | 2026-07-06 | 1.5 | Monday | 0.5 | 1.25
2026-07-06 02:00 | 2.5 | 2026-07-06 | 2 | Monday | 0.5 | 1.25
2026-07-06 02:30 | 2.7 | 2026-07-06 | 2.5 | Monday | 0.5 | 1.35
2026-07-06 03:00 | 2.6 | 2026-07-06 | 3 | Monday | 0.5 | 1.3
2026-07-06 03:30 | 2.4 | 2026-07-06 | 3.5 | Monday | 0.5 | 1.2
2026-07-06 04:00 | 2 | 2026-07-06 | 4 | Monday | 0.5 | 1
2026-07-06 04:30 | 2.3 | 2026-07-06 | 4.5 | Monday | 0.5 | 1.15
2026-07-06 05:00 | 2.3 | 2026-07-06 | 5 | Monday | 0.5 | 1.15
2026-07-06 05:30 | 3 | 2026-07-06 | 5.5 | Monday | 0.5 | 1.5
2026-07-06 06:00 | 7.1 | 2026-07-06 | 6 | Monday | 0.5 | 3.55
2026-07-06 06:30 | 4.5 | 2026-07-06 | 6.5 | Monday | 0.5 | 2.25
2026-07-06 07:00 | 6.8 | 2026-07-06 | 7 | Monday | 0.5 | 3.4
2026-07-06 07:30 | 5.1 | 2026-07-06 | 7.5 | Monday | 0.5 | 2.55
2026-07-06 08:00 | 16.3 | 2026-07-06 | 8 | Monday | 0.5 | 8.15
2026-07-06 08:30 | 12.1 | 2026-07-06 | 8.5 | Monday | 0.5 | 6.05
2026-07-06 09:00 | 15 | 2026-07-06 | 9 | Monday | 0.5 | 7.5
2026-07-06 09:30 | 17 | 2026-07-06 | 9.5 | Monday | 0.5 | 8.5
2026-07-06 10:00 | 18.2 | 2026-07-06 | 10 | Monday | 0.5 | 9.1
2026-07-06 10:30 | 19.8 | 2026-07-06 | 10.5 | Monday | 0.5 | 9.9
2026-07-06 11:00 | 12.6 | 2026-07-06 | 11 | Monday | 0.5 | 6.3
2026-07-06 11:30 | 15.8 | 2026-07-06 | 11.5 | Monday | 0.5 | 7.9
2026-07-06 12:00 | 21.4 | 2026-07-06 | 12 | Monday | 0.5 | 10.7
2026-07-06 12:30 | 30.9 | 2026-07-06 | 12.5 | Monday | 0.5 | 15.45
2026-07-06 13:00 | 34.7 | 2026-07-06 | 13 | Monday | 0.5 | 17.35
2026-07-06 13:30 | 33.6 | 2026-07-06 | 13.5 | Monday | 0.5 | 16.8
2026-07-06 14:00 | 22.8 | 2026-07-06 | 14 | Monday | 0.5 | 11.4
2026-07-06 14:30 | 18.3 | 2026-07-06 | 14.5 | Monday | 0.5 | 9.15
2026-07-06 15:00 | 25.5 | 2026-07-06 | 15 | Monday | 0.5 | 12.75
2026-07-06 15:30 | 21.8 | 2026-07-06 | 15.5 | Monday | 0.5 | 10.9
2026-07-06 16:00 | 12.7 | 2026-07-06 | 16 | Monday | 0.5 | 6.35
2026-07-06 16:30 | 15.1 | 2026-07-06 | 16.5 | Monday | 0.5 | 7.55
2026-07-06 17:00 | 13 | 2026-07-06 | 17 | Monday | 0.5 | 6.5
2026-07-06 17:30 | 10.1 | 2026-07-06 | 17.5 | Monday | 0.5 | 5.05
2026-07-06 18:00 | 13.1 | 2026-07-06 | 18 | Monday | 0.5 | 6.55
2026-07-06 18:30 | 11.8 | 2026-07-06 | 18.5 | Monday | 0.5 | 5.9
2026-07-06 19:00 | 4.9 | 2026-07-06 | 19 | Monday | 0.5 | 2.45
2026-07-06 19:30 | 7.2 | 2026-07-06 | 19.5 | Monday | 0.5 | 3.6
2026-07-06 20:00 | 7.5 | 2026-07-06 | 20 | Monday | 0.5 | 3.75
2026-07-06 20:30 | 7.7 | 2026-07-06 | 20.5 | Monday | 0.5 | 3.85
2026-07-06 21:00 | 5 | 2026-07-06 | 21 | Monday | 0.5 | 2.5
2026-07-06 21:30 | 7.9 | 2026-07-06 | 21.5 | Monday | 0.5 | 3.95
2026-07-06 22:00 | 5.5 | 2026-07-06 | 22 | Monday | 0.5 | 2.75
2026-07-06 22:30 | 4.8 | 2026-07-06 | 22.5 | Monday | 0.5 | 2.4
2026-07-06 23:00 | 6.5 | 2026-07-06 | 23 | Monday | 0.5 | 3.25
2026-07-06 23:30 | 3.4 | 2026-07-06 | 23.5 | Monday | 0.5 | 1.7
2026-07-07 | 2 | 2026-07-07 | 0 | Tuesday | 0.5 | 1
2026-07-07 00:30 | 3 | 2026-07-07 | 0.5 | Tuesday | 0.5 | 1.5
2026-07-07 01:00 | 2.6 | 2026-07-07 | 1 | Tuesday | 0.5 | 1.3
2026-07-07 01:30 | 1.8 | 2026-07-07 | 1.5 | Tuesday | 0.5 | 0.9
2026-07-07 02:00 | 2.4 | 2026-07-07 | 2 | Tuesday | 0.5 | 1.2
2026-07-07 02:30 | 2.9 | 2026-07-07 | 2.5 | Tuesday | 0.5 | 1.45
2026-07-07 03:00 | 2.5 | 2026-07-07 | 3 | Tuesday | 0.5 | 1.25
2026-07-07 03:30 | 2.6 | 2026-07-07 | 3.5 | Tuesday | 0.5 | 1.3
2026-07-07 04:00 | 2.6 | 2026-07-07 | 4 | Tuesday | 0.5 | 1.3
2026-07-07 04:30 | 2.9 | 2026-07-07 | 4.5 | Tuesday | 0.5 | 1.45
2026-07-07 05:00 | 2 | 2026-07-07 | 5 | Tuesday | 0.5 | 1
2026-07-07 05:30 | 2.4 | 2026-07-07 | 5.5 | Tuesday | 0.5 | 1.2
2026-07-07 06:00 | 7.2 | 2026-07-07 | 6 | Tuesday | 0.5 | 3.6
2026-07-07 06:30 | 4.1 | 2026-07-07 | 6.5 | Tuesday | 0.5 | 2.05
2026-07-07 07:00 | 4.5 | 2026-07-07 | 7 | Tuesday | 0.5 | 2.25
2026-07-07 07:30 | 4.3 | 2026-07-07 | 7.5 | Tuesday | 0.5 | 2.15
2026-07-07 08:00 | 18.9 | 2026-07-07 | 8 | Tuesday | 0.5 | 9.45
2026-07-07 08:30 | 17 | 2026-07-07 | 8.5 | Tuesday | 0.5 | 8.5
2026-07-07 09:00 | 12.2 | 2026-07-07 | 9 | Tuesday | 0.5 | 6.1
2026-07-07 09:30 | 16.7 | 2026-07-07 | 9.5 | Tuesday | 0.5 | 8.35
2026-07-07 10:00 | 12.9 | 2026-07-07 | 10 | Tuesday | 0.5 | 6.45
2026-07-07 10:30 | 16.3 | 2026-07-07 | 10.5 | Tuesday | 0.5 | 8.15
2026-07-07 11:00 | 15.5 | 2026-07-07 | 11 | Tuesday | 0.5 | 7.75
2026-07-07 11:30 | 19.7 | 2026-07-07 | 11.5 | Tuesday | 0.5 | 9.85
2026-07-07 12:00 | 29.4 | 2026-07-07 | 12 | Tuesday | 0.5 | 14.7
2026-07-07 12:30 | 25.6 | 2026-07-07 | 12.5 | Tuesday | 0.5 | 12.8
2026-07-07 13:00 | 21 | 2026-07-07 | 13 | Tuesday | 0.5 | 10.5
2026-07-07 13:30 | 30.3 | 2026-07-07 | 13.5 | Tuesday | 0.5 | 15.15
2026-07-07 14:00 | 23.3 | 2026-07-07 | 14 | Tuesday | 0.5 | 11.65
2026-07-07 14:30 | 23.8 | 2026-07-07 | 14.5 | Tuesday | 0.5 | 11.9
2026-07-07 15:00 | 20.6 | 2026-07-07 | 15 | Tuesday | 0.5 | 10.3
2026-07-07 15:30 | 33.9 | 2026-07-07 | 15.5 | Tuesday | 0.5 | 16.95
2026-07-07 16:00 | 11.7 | 2026-07-07 | 16 | Tuesday | 0.5 | 5.85
2026-07-07 16:30 | 19.6 | 2026-07-07 | 16.5 | Tuesday | 0.5 | 9.8
2026-07-07 17:00 | 18 | 2026-07-07 | 17 | Tuesday | 0.5 | 9
2026-07-07 17:30 | 17.2 | 2026-07-07 | 17.5 | Tuesday | 0.5 | 8.6
2026-07-07 18:00 | 15.3 | 2026-07-07 | 18 | Tuesday | 0.5 | 7.65
2026-07-07 18:30 | 14.1 | 2026-07-07 | 18.5 | Tuesday | 0.5 | 7.05
2026-07-07 19:00 | 4.3 | 2026-07-07 | 19 | Tuesday | 0.5 | 2.15
2026-07-07 19:30 | 7.4 | 2026-07-07 | 19.5 | Tuesday | 0.5 | 3.7
2026-07-07 20:00 | 4.9 | 2026-07-07 | 20 | Tuesday | 0.5 | 2.45
2026-07-07 20:30 | 3.5 | 2026-07-07 | 20.5 | Tuesday | 0.5 | 1.75
2026-07-07 21:00 | 6.1 | 2026-07-07 | 21 | Tuesday | 0.5 | 3.05
2026-07-07 21:30 | 3.1 | 2026-07-07 | 21.5 | Tuesday | 0.5 | 1.55
2026-07-07 22:00 | 4.6 | 2026-07-07 | 22 | Tuesday | 0.5 | 2.3
2026-07-07 22:30 | 7.8 | 2026-07-07 | 22.5 | Tuesday | 0.5 | 3.9
2026-07-07 23:00 | 7.4 | 2026-07-07 | 23 | Tuesday | 0.5 | 3.7
2026-07-07 23:30 | 7.3 | 2026-07-07 | 23.5 | Tuesday | 0.5 | 3.65
2026-07-08 | 2.4 | 2026-07-08 | 0 | Wednesday | 0.5 | 1.2
2026-07-08 00:30 | 2.4 | 2026-07-08 | 0.5 | Wednesday | 0.5 | 1.2
2026-07-08 01:00 | 2.4 | 2026-07-08 | 1 | Wednesday | 0.5 | 1.2
2026-07-08 01:30 | 2.7 | 2026-07-08 | 1.5 | Wednesday | 0.5 | 1.35
2026-07-08 02:00 | 2 | 2026-07-08 | 2 | Wednesday | 0.5 | 1
2026-07-08 02:30 | 1.8 | 2026-07-08 | 2.5 | Wednesday | 0.5 | 0.9
2026-07-08 03:00 | 2.6 | 2026-07-08 | 3 | Wednesday | 0.5 | 1.3
2026-07-08 03:30 | 1.8 | 2026-07-08 | 3.5 | Wednesday | 0.5 | 0.9
2026-07-08 04:00 | 3 | 2026-07-08 | 4 | Wednesday | 0.5 | 1.5
2026-07-08 04:30 | 2.7 | 2026-07-08 | 4.5 | Wednesday | 0.5 | 1.35
2026-07-08 05:00 | 1.9 | 2026-07-08 | 5 | Wednesday | 0.5 | 0.95
2026-07-08 05:30 | 2.2 | 2026-07-08 | 5.5 | Wednesday | 0.5 | 1.1
2026-07-08 06:00 | 5.7 | 2026-07-08 | 6 | Wednesday | 0.5 | 2.85
2026-07-08 06:30 | 4.6 | 2026-07-08 | 6.5 | Wednesday | 0.5 | 2.3
2026-07-08 07:00 | 7.8 | 2026-07-08 | 7 | Wednesday | 0.5 | 3.9
2026-07-08 07:30 | 4.3 | 2026-07-08 | 7.5 | Wednesday | 0.5 | 2.15
2026-07-08 08:00 | 20.7 | 2026-07-08 | 8 | Wednesday | 0.5 | 10.35
2026-07-08 08:30 | 13 | 2026-07-08 | 8.5 | Wednesday | 0.5 | 6.5
2026-07-08 09:00 | 14.1 | 2026-07-08 | 9 | Wednesday | 0.5 | 7.05
2026-07-08 09:30 | 15.2 | 2026-07-08 | 9.5 | Wednesday | 0.5 | 7.6
2026-07-08 10:00 | 21.3 | 2026-07-08 | 10 | Wednesday | 0.5 | 10.65
2026-07-08 10:30 | 19.3 | 2026-07-08 | 10.5 | Wednesday | 0.5 | 9.65
2026-07-08 11:00 | 15.3 | 2026-07-08 | 11 | Wednesday | 0.5 | 7.65
2026-07-08 11:30 | 18.9 | 2026-07-08 | 11.5 | Wednesday | 0.5 | 9.45
2026-07-08 12:00 | 33.1 | 2026-07-08 | 12 | Wednesday | 0.5 | 16.55
2026-07-08 12:30 | 23.5 | 2026-07-08 | 12.5 | Wednesday | 0.5 | 11.75
2026-07-08 13:00 | 27.6 | 2026-07-08 | 13 | Wednesday | 0.5 | 13.8
2026-07-08 13:30 | 30.1 | 2026-07-08 | 13.5 | Wednesday | 0.5 | 15.05
2026-07-08 14:00 | 18.5 | 2026-07-08 | 14 | Wednesday | 0.5 | 9.25
2026-07-08 14:30 | 34.1 | 2026-07-08 | 14.5 | Wednesday | 0.5 | 17.05
2026-07-08 15:00 | 31.2 | 2026-07-08 | 15 | Wednesday | 0.5 | 15.6
2026-07-08 15:30 | 23.3 | 2026-07-08 | 15.5 | Wednesday | 0.5 | 11.65
2026-07-08 16:00 | 19.3 | 2026-07-08 | 16 | Wednesday | 0.5 | 9.65
2026-07-08 16:30 | 17.4 | 2026-07-08 | 16.5 | Wednesday | 0.5 | 8.7
2026-07-08 17:00 | 15.1 | 2026-07-08 | 17 | Wednesday | 0.5 | 7.55
2026-07-08 17:30 | 17.8 | 2026-07-08 | 17.5 | Wednesday | 0.5 | 8.9
2026-07-08 18:00 | 13.9 | 2026-07-08 | 18 | Wednesday | 0.5 | 6.95
2026-07-08 18:30 | 11.9 | 2026-07-08 | 18.5 | Wednesday | 0.5 | 5.95
2026-07-08 19:00 | 7.9 | 2026-07-08 | 19 | Wednesday | 0.5 | 3.95
2026-07-08 19:30 | 6.8 | 2026-07-08 | 19.5 | Wednesday | 0.5 | 3.4
2026-07-08 20:00 | 7.4 | 2026-07-08 | 20 | Wednesday | 0.5 | 3.7
2026-07-08 20:30 | 7.6 | 2026-07-08 | 20.5 | Wednesday | 0.5 | 3.8
2026-07-08 21:00 | 3.2 | 2026-07-08 | 21 | Wednesday | 0.5 | 1.6
2026-07-08 21:30 | 8 | 2026-07-08 | 21.5 | Wednesday | 0.5 | 4
2026-07-08 22:00 | 3.5 | 2026-07-08 | 22 | Wednesday | 0.5 | 1.75
2026-07-08 22:30 | 7.8 | 2026-07-08 | 22.5 | Wednesday | 0.5 | 3.9
2026-07-08 23:00 | 3.6 | 2026-07-08 | 23 | Wednesday | 0.5 | 1.8
2026-07-08 23:30 | 4.1 | 2026-07-08 | 23.5 | Wednesday | 0.5 | 2.05
2026-07-09 | 2.8 | 2026-07-09 | 0 | Thursday | 0.5 | 1.4
2026-07-09 00:30 | 2.7 | 2026-07-09 | 0.5 | Thursday | 0.5 | 1.35
2026-07-09 01:00 | 2.3 | 2026-07-09 | 1 | Thursday | 0.5 | 1.15
2026-07-09 01:30 | 2.6 | 2026-07-09 | 1.5 | Thursday | 0.5 | 1.3
2026-07-09 02:00 | 2.1 | 2026-07-09 | 2 | Thursday | 0.5 | 1.05
2026-07-09 02:30 | 2.6 | 2026-07-09 | 2.5 | Thursday | 0.5 | 1.3
2026-07-09 03:00 | 2.1 | 2026-07-09 | 3 | Thursday | 0.5 | 1.05
2026-07-09 03:30 | 1.9 | 2026-07-09 | 3.5 | Thursday | 0.5 | 0.95
2026-07-09 04:00 | 2.9 | 2026-07-09 | 4 | Thursday | 0.5 | 1.45
2026-07-09 04:30 | 2.2 | 2026-07-09 | 4.5 | Thursday | 0.5 | 1.1
2026-07-09 05:00 | 2.6 | 2026-07-09 | 5 | Thursday | 0.5 | 1.3
2026-07-09 05:30 | 3 | 2026-07-09 | 5.5 | Thursday | 0.5 | 1.5
2026-07-09 06:00 | 4.4 | 2026-07-09 | 6 | Thursday | 0.5 | 2.2
2026-07-09 06:30 | 5.2 | 2026-07-09 | 6.5 | Thursday | 0.5 | 2.6
2026-07-09 07:00 | 7.6 | 2026-07-09 | 7 | Thursday | 0.5 | 3.8
2026-07-09 07:30 | 4.9 | 2026-07-09 | 7.5 | Thursday | 0.5 | 2.45
2026-07-09 08:00 | 17.4 | 2026-07-09 | 8 | Thursday | 0.5 | 8.7
2026-07-09 08:30 | 20.9 | 2026-07-09 | 8.5 | Thursday | 0.5 | 10.45
2026-07-09 09:00 | 16.9 | 2026-07-09 | 9 | Thursday | 0.5 | 8.45
2026-07-09 09:30 | 16.8 | 2026-07-09 | 9.5 | Thursday | 0.5 | 8.4
2026-07-09 10:00 | 21.1 | 2026-07-09 | 10 | Thursday | 0.5 | 10.55
2026-07-09 10:30 | 17.5 | 2026-07-09 | 10.5 | Thursday | 0.5 | 8.75
2026-07-09 11:00 | 18.8 | 2026-07-09 | 11 | Thursday | 0.5 | 9.4
2026-07-09 11:30 | 19 | 2026-07-09 | 11.5 | Thursday | 0.5 | 9.5
2026-07-09 12:00 | 23.1 | 2026-07-09 | 12 | Thursday | 0.5 | 11.55
2026-07-09 12:30 | 29.6 | 2026-07-09 | 12.5 | Thursday | 0.5 | 14.8
2026-07-09 13:00 | 22.7 | 2026-07-09 | 13 | Thursday | 0.5 | 11.35
2026-07-09 13:30 | 34.4 | 2026-07-09 | 13.5 | Thursday | 0.5 | 17.2
2026-07-09 14:00 | 31.5 | 2026-07-09 | 14 | Thursday | 0.5 | 15.75
2026-07-09 14:30 | 29.4 | 2026-07-09 | 14.5 | Thursday | 0.5 | 14.7
2026-07-09 15:00 | 21.5 | 2026-07-09 | 15 | Thursday | 0.5 | 10.75
2026-07-09 15:30 | 30.7 | 2026-07-09 | 15.5 | Thursday | 0.5 | 15.35
2026-07-09 16:00 | 17.8 | 2026-07-09 | 16 | Thursday | 0.5 | 8.9
2026-07-09 16:30 | 18.7 | 2026-07-09 | 16.5 | Thursday | 0.5 | 9.35
2026-07-09 17:00 | 12 | 2026-07-09 | 17 | Thursday | 0.5 | 6
2026-07-09 17:30 | 14.9 | 2026-07-09 | 17.5 | Thursday | 0.5 | 7.45
2026-07-09 18:00 | 19.1 | 2026-07-09 | 18 | Thursday | 0.5 | 9.55
2026-07-09 18:30 | 11.6 | 2026-07-09 | 18.5 | Thursday | 0.5 | 5.8
2026-07-09 19:00 | 4.4 | 2026-07-09 | 19 | Thursday | 0.5 | 2.2
2026-07-09 19:30 | 4.4 | 2026-07-09 | 19.5 | Thursday | 0.5 | 2.2
2026-07-09 20:00 | 4.2 | 2026-07-09 | 20 | Thursday | 0.5 | 2.1
2026-07-09 20:30 | 4.5 | 2026-07-09 | 20.5 | Thursday | 0.5 | 2.25
2026-07-09 21:00 | 4.1 | 2026-07-09 | 21 | Thursday | 0.5 | 2.05
2026-07-09 21:30 | 6.6 | 2026-07-09 | 21.5 | Thursday | 0.5 | 3.3
2026-07-09 22:00 | 5.3 | 2026-07-09 | 22 | Thursday | 0.5 | 2.65
2026-07-09 22:30 | 7.2 | 2026-07-09 | 22.5 | Thursday | 0.5 | 3.6
2026-07-09 23:00 | 6 | 2026-07-09 | 23 | Thursday | 0.5 | 3
2026-07-09 23:30 | 5.1 | 2026-07-09 | 23.5 | Thursday | 0.5 | 2.55
2026-07-10 | 2.4 | 2026-07-10 | 0 | Friday | 0.5 | 1.2
2026-07-10 00:30 | 3 | 2026-07-10 | 0.5 | Friday | 0.5 | 1.5
2026-07-10 01:00 | 2.5 | 2026-07-10 | 1 | Friday | 0.5 | 1.25
2026-07-10 01:30 | 1.9 | 2026-07-10 | 1.5 | Friday | 0.5 | 0.95
2026-07-10 02:00 | 1.9 | 2026-07-10 | 2 | Friday | 0.5 | 0.95
2026-07-10 02:30 | 2.2 | 2026-07-10 | 2.5 | Friday | 0.5 | 1.1
2026-07-10 03:00 | 1.8 | 2026-07-10 | 3 | Friday | 0.5 | 0.9
2026-07-10 03:30 | 2.2 | 2026-07-10 | 3.5 | Friday | 0.5 | 1.1
2026-07-10 04:00 | 2.2 | 2026-07-10 | 4 | Friday | 0.5 | 1.1
2026-07-10 04:30 | 2 | 2026-07-10 | 4.5 | Friday | 0.5 | 1
2026-07-10 05:00 | 2.1 | 2026-07-10 | 5 | Friday | 0.5 | 1.05
2026-07-10 05:30 | 2.3 | 2026-07-10 | 5.5 | Friday | 0.5 | 1.15
2026-07-10 06:00 | 7.8 | 2026-07-10 | 6 | Friday | 0.5 | 3.9
2026-07-10 06:30 | 5 | 2026-07-10 | 6.5 | Friday | 0.5 | 2.5
2026-07-10 07:00 | 5.9 | 2026-07-10 | 7 | Friday | 0.5 | 2.95
2026-07-10 07:30 | 7.2 | 2026-07-10 | 7.5 | Friday | 0.5 | 3.6
2026-07-10 08:00 | 14.8 | 2026-07-10 | 8 | Friday | 0.5 | 7.4
2026-07-10 08:30 | 22 | 2026-07-10 | 8.5 | Friday | 0.5 | 11
2026-07-10 09:00 | 14.8 | 2026-07-10 | 9 | Friday | 0.5 | 7.4
2026-07-10 09:30 | 15.1 | 2026-07-10 | 9.5 | Friday | 0.5 | 7.55
2026-07-10 10:00 | 18.6 | 2026-07-10 | 10 | Friday | 0.5 | 9.3
2026-07-10 10:30 | 12.1 | 2026-07-10 | 10.5 | Friday | 0.5 | 6.05
2026-07-10 11:00 | 18.7 | 2026-07-10 | 11 | Friday | 0.5 | 9.35
2026-07-10 11:30 | 14.7 | 2026-07-10 | 11.5 | Friday | 0.5 | 7.35
2026-07-10 12:00 | 33 | 2026-07-10 | 12 | Friday | 0.5 | 16.5
2026-07-10 12:30 | 34.1 | 2026-07-10 | 12.5 | Friday | 0.5 | 17.05
2026-07-10 13:00 | 26.1 | 2026-07-10 | 13 | Friday | 0.5 | 13.05
2026-07-10 13:30 | 29.6 | 2026-07-10 | 13.5 | Friday | 0.5 | 14.8
2026-07-10 14:00 | 33.1 | 2026-07-10 | 14 | Friday | 0.5 | 16.55
2026-07-10 14:30 | 19.2 | 2026-07-10 | 14.5 | Friday | 0.5 | 9.6
2026-07-10 15:00 | 19.2 | 2026-07-10 | 15 | Friday | 0.5 | 9.6
2026-07-10 15:30 | 25.4 | 2026-07-10 | 15.5 | Friday | 0.5 | 12.7
2026-07-10 16:00 | 13 | 2026-07-10 | 16 | Friday | 0.5 | 6.5
2026-07-10 16:30 | 14.4 | 2026-07-10 | 16.5 | Friday | 0.5 | 7.2
2026-07-10 17:00 | 14.9 | 2026-07-10 | 17 | Friday | 0.5 | 7.45
2026-07-10 17:30 | 18.2 | 2026-07-10 | 17.5 | Friday | 0.5 | 9.1
2026-07-10 18:00 | 19.3 | 2026-07-10 | 18 | Friday | 0.5 | 9.65
2026-07-10 18:30 | 14.8 | 2026-07-10 | 18.5 | Friday | 0.5 | 7.4
2026-07-10 19:00 | 5.8 | 2026-07-10 | 19 | Friday | 0.5 | 2.9
2026-07-10 19:30 | 3.8 | 2026-07-10 | 19.5 | Friday | 0.5 | 1.9
2026-07-10 20:00 | 5.4 | 2026-07-10 | 20 | Friday | 0.5 | 2.7
2026-07-10 20:30 | 7.7 | 2026-07-10 | 20.5 | Friday | 0.5 | 3.85
2026-07-10 21:00 | 5 | 2026-07-10 | 21 | Friday | 0.5 | 2.5
2026-07-10 21:30 | 7.7 | 2026-07-10 | 21.5 | Friday | 0.5 | 3.85
2026-07-10 22:00 | 7.8 | 2026-07-10 | 22 | Friday | 0.5 | 3.9
2026-07-10 22:30 | 7.8 | 2026-07-10 | 22.5 | Friday | 0.5 | 3.9
2026-07-10 23:00 | 4.3 | 2026-07-10 | 23 | Friday | 0.5 | 2.15
2026-07-10 23:30 | 5.1 | 2026-07-10 | 23.5 | Friday | 0.5 | 2.55
2026-07-11 | 3 | 2026-07-11 | 0 | Saturday | 0.5 | 1.5
2026-07-11 00:30 | 2.8 | 2026-07-11 | 0.5 | Saturday | 0.5 | 1.4
2026-07-11 01:00 | 2.8 | 2026-07-11 | 1 | Saturday | 0.5 | 1.4
2026-07-11 01:30 | 2.3 | 2026-07-11 | 1.5 | Saturday | 0.5 | 1.15
2026-07-11 02:00 | 2.2 | 2026-07-11 | 2 | Saturday | 0.5 | 1.1
2026-07-11 02:30 | 3 | 2026-07-11 | 2.5 | Saturday | 0.5 | 1.5
2026-07-11 03:00 | 2 | 2026-07-11 | 3 | Saturday | 0.5 | 1
2026-07-11 03:30 | 1.8 | 2026-07-11 | 3.5 | Saturday | 0.5 | 0.9
2026-07-11 04:00 | 3 | 2026-07-11 | 4 | Saturday | 0.5 | 1.5
2026-07-11 04:30 | 1.8 | 2026-07-11 | 4.5 | Saturday | 0.5 | 0.9
2026-07-11 05:00 | 2.8 | 2026-07-11 | 5 | Saturday | 0.5 | 1.4
2026-07-11 05:30 | 2.4 | 2026-07-11 | 5.5 | Saturday | 0.5 | 1.2
2026-07-11 06:00 | 7.6 | 2026-07-11 | 6 | Saturday | 0.5 | 3.8
2026-07-11 06:30 | 6.1 | 2026-07-11 | 6.5 | Saturday | 0.5 | 3.05
2026-07-11 07:00 | 4 | 2026-07-11 | 7 | Saturday | 0.5 | 2
2026-07-11 07:30 | 4.1 | 2026-07-11 | 7.5 | Saturday | 0.5 | 2.05
2026-07-11 08:00 | 19.8 | 2026-07-11 | 8 | Saturday | 0.5 | 9.9
2026-07-11 08:30 | 16.1 | 2026-07-11 | 8.5 | Saturday | 0.5 | 8.05
2026-07-11 09:00 | 13 | 2026-07-11 | 9 | Saturday | 0.5 | 6.5
2026-07-11 09:30 | 19.1 | 2026-07-11 | 9.5 | Saturday | 0.5 | 9.55
2026-07-11 10:00 | 18.4 | 2026-07-11 | 10 | Saturday | 0.5 | 9.2
2026-07-11 10:30 | 17.4 | 2026-07-11 | 10.5 | Saturday | 0.5 | 8.7
2026-07-11 11:00 | 20 | 2026-07-11 | 11 | Saturday | 0.5 | 10
2026-07-11 11:30 | 19.9 | 2026-07-11 | 11.5 | Saturday | 0.5 | 9.95
2026-07-11 12:00 | 27.3 | 2026-07-11 | 12 | Saturday | 0.5 | 13.65
2026-07-11 12:30 | 22 | 2026-07-11 | 12.5 | Saturday | 0.5 | 11
2026-07-11 13:00 | 22.1 | 2026-07-11 | 13 | Saturday | 0.5 | 11.05
2026-07-11 13:30 | 20.3 | 2026-07-11 | 13.5 | Saturday | 0.5 | 10.15
2026-07-11 14:00 | 28.8 | 2026-07-11 | 14 | Saturday | 0.5 | 14.4
2026-07-11 14:30 | 34.1 | 2026-07-11 | 14.5 | Saturday | 0.5 | 17.05
2026-07-11 15:00 | 30.6 | 2026-07-11 | 15 | Saturday | 0.5 | 15.3
2026-07-11 15:30 | 25 | 2026-07-11 | 15.5 | Saturday | 0.5 | 12.5
2026-07-11 16:00 | 17.8 | 2026-07-11 | 16 | Saturday | 0.5 | 8.9
2026-07-11 16:30 | 13.3 | 2026-07-11 | 16.5 | Saturday | 0.5 | 6.65
2026-07-11 17:00 | 18.4 | 2026-07-11 | 17 | Saturday | 0.5 | 9.2
2026-07-11 17:30 | 13 | 2026-07-11 | 17.5 | Saturday | 0.5 | 6.5
2026-07-11 18:00 | 15.6 | 2026-07-11 | 18 | Saturday | 0.5 | 7.8
2026-07-11 18:30 | 17.5 | 2026-07-11 | 18.5 | Saturday | 0.5 | 8.75
2026-07-11 19:00 | 4.6 | 2026-07-11 | 19 | Saturday | 0.5 | 2.3
2026-07-11 19:30 | 4.3 | 2026-07-11 | 19.5 | Saturday | 0.5 | 2.15
2026-07-11 20:00 | 5.6 | 2026-07-11 | 20 | Saturday | 0.5 | 2.8
2026-07-11 20:30 | 8 | 2026-07-11 | 20.5 | Saturday | 0.5 | 4
2026-07-11 21:00 | 5.3 | 2026-07-11 | 21 | Saturday | 0.5 | 2.65
2026-07-11 21:30 | 7.4 | 2026-07-11 | 21.5 | Saturday | 0.5 | 3.7
2026-07-11 22:00 | 5.9 | 2026-07-11 | 22 | Saturday | 0.5 | 2.95
2026-07-11 22:30 | 3.2 | 2026-07-11 | 22.5 | Saturday | 0.5 | 1.6
2026-07-11 23:00 | 3.9 | 2026-07-11 | 23 | Saturday | 0.5 | 1.95
2026-07-11 23:30 | 6.8 | 2026-07-11 | 23.5 | Saturday | 0.5 | 3.4
2026-07-12 | 2.4 | 2026-07-12 | 0 | Sunday | 0.5 | 1.2
2026-07-12 00:30 | 1.8 | 2026-07-12 | 0.5 | Sunday | 0.5 | 0.9
2026-07-12 01:00 | 2.2 | 2026-07-12 | 1 | Sunday | 0.5 | 1.1
2026-07-12 01:30 | 2.1 | 2026-07-12 | 1.5 | Sunday | 0.5 | 1.05
2026-07-12 02:00 | 1.8 | 2026-07-12 | 2 | Sunday | 0.5 | 0.9
2026-07-12 02:30 | 1.9 | 2026-07-12 | 2.5 | Sunday | 0.5 | 0.95
2026-07-12 03:00 | 2.4 | 2026-07-12 | 3 | Sunday | 0.5 | 1.2
2026-07-12 03:30 | 2.7 | 2026-07-12 | 3.5 | Sunday | 0.5 | 1.35
2026-07-12 04:00 | 2.1 | 2026-07-12 | 4 | Sunday | 0.5 | 1.05
2026-07-12 04:30 | 2.1 | 2026-07-12 | 4.5 | Sunday | 0.5 | 1.05
2026-07-12 05:00 | 2.9 | 2026-07-12 | 5 | Sunday | 0.5 | 1.45
2026-07-12 05:30 | 2.4 | 2026-07-12 | 5.5 | Sunday | 0.5 | 1.2
2026-07-12 06:00 | 5.9 | 2026-07-12 | 6 | Sunday | 0.5 | 2.95
2026-07-12 06:30 | 7.3 | 2026-07-12 | 6.5 | Sunday | 0.5 | 3.65
2026-07-12 07:00 | 6.2 | 2026-07-12 | 7 | Sunday | 0.5 | 3.1
2026-07-12 07:30 | 4.8 | 2026-07-12 | 7.5 | Sunday | 0.5 | 2.4
2026-07-12 08:00 | 19.2 | 2026-07-12 | 8 | Sunday | 0.5 | 9.6
2026-07-12 08:30 | 12 | 2026-07-12 | 8.5 | Sunday | 0.5 | 6
2026-07-12 09:00 | 12.7 | 2026-07-12 | 9 | Sunday | 0.5 | 6.35
2026-07-12 09:30 | 16.4 | 2026-07-12 | 9.5 | Sunday | 0.5 | 8.2
2026-07-12 10:00 | 21.1 | 2026-07-12 | 10 | Sunday | 0.5 | 10.55
2026-07-12 10:30 | 16.1 | 2026-07-12 | 10.5 | Sunday | 0.5 | 8.05
2026-07-12 11:00 | 20.1 | 2026-07-12 | 11 | Sunday | 0.5 | 10.05
2026-07-12 11:30 | 13.4 | 2026-07-12 | 11.5 | Sunday | 0.5 | 6.7
2026-07-12 12:00 | 30.5 | 2026-07-12 | 12 | Sunday | 0.5 | 15.25
2026-07-12 12:30 | 29.7 | 2026-07-12 | 12.5 | Sunday | 0.5 | 14.85
2026-07-12 13:00 | 27.4 | 2026-07-12 | 13 | Sunday | 0.5 | 13.7
2026-07-12 13:30 | 25.8 | 2026-07-12 | 13.5 | Sunday | 0.5 | 12.9
2026-07-12 14:00 | 27.3 | 2026-07-12 | 14 | Sunday | 0.5 | 13.65
2026-07-12 14:30 | 28.2 | 2026-07-12 | 14.5 | Sunday | 0.5 | 14.1
2026-07-12 15:00 | 24.3 | 2026-07-12 | 15 | Sunday | 0.5 | 12.15
2026-07-12 15:30 | 23.7 | 2026-07-12 | 15.5 | Sunday | 0.5 | 11.85
2026-07-12 16:00 | 10.3 | 2026-07-12 | 16 | Sunday | 0.5 | 5.15
2026-07-12 16:30 | 12.6 | 2026-07-12 | 16.5 | Sunday | 0.5 | 6.3
2026-07-12 17:00 | 10.7 | 2026-07-12 | 17 | Sunday | 0.5 | 5.35
2026-07-12 17:30 | 17.8 | 2026-07-12 | 17.5 | Sunday | 0.5 | 8.9
2026-07-12 18:00 | 17.4 | 2026-07-12 | 18 | Sunday | 0.5 | 8.7
2026-07-12 18:30 | 11.2 | 2026-07-12 | 18.5 | Sunday | 0.5 | 5.6
2026-07-12 19:00 | 4.7 | 2026-07-12 | 19 | Sunday | 0.5 | 2.35
2026-07-12 19:30 | 7.3 | 2026-07-12 | 19.5 | Sunday | 0.5 | 3.65
2026-07-12 20:00 | 8 | 2026-07-12 | 20 | Sunday | 0.5 | 4
2026-07-12 20:30 | 5.9 | 2026-07-12 | 20.5 | Sunday | 0.5 | 2.95
2026-07-12 21:00 | 4.3 | 2026-07-12 | 21 | Sunday | 0.5 | 2.15
2026-07-12 21:30 | 5.3 | 2026-07-12 | 21.5 | Sunday | 0.5 | 2.65
2026-07-12 22:00 | 4.1 | 2026-07-12 | 22 | Sunday | 0.5 | 2.05
2026-07-12 22:30 | 6.6 | 2026-07-12 | 22.5 | Sunday | 0.5 | 3.3
2026-07-12 23:00 | 3.4 | 2026-07-12 | 23 | Sunday | 0.5 | 1.7
2026-07-12 23:30 | 5 | 2026-07-12 | 23.5 | Sunday | 0.5 | 2.5
2026-07-13 | 2.1 | 2026-07-13 | 0 | Monday | 0.5 | 1.05
2026-07-13 00:30 | 2.9 | 2026-07-13 | 0.5 | Monday | 0.5 | 1.45
2026-07-13 01:00 | 2.7 | 2026-07-13 | 1 | Monday | 0.5 | 1.35
2026-07-13 01:30 | 2 | 2026-07-13 | 1.5 | Monday | 0.5 | 1
2026-07-13 02:00 | 2.5 | 2026-07-13 | 2 | Monday | 0.5 | 1.25
2026-07-13 02:30 | 2.8 | 2026-07-13 | 2.5 | Monday | 0.5 | 1.4
2026-07-13 03:00 | 2.6 | 2026-07-13 | 3 | Monday | 0.5 | 1.3
2026-07-13 03:30 | 2.4 | 2026-07-13 | 3.5 | Monday | 0.5 | 1.2
2026-07-13 04:00 | 2.9 | 2026-07-13 | 4 | Monday | 0.5 | 1.45
2026-07-13 04:30 | 2.8 | 2026-07-13 | 4.5 | Monday | 0.5 | 1.4
2026-07-13 05:00 | 2.2 | 2026-07-13 | 5 | Monday | 0.5 | 1.1
2026-07-13 05:30 | 2.4 | 2026-07-13 | 5.5 | Monday | 0.5 | 1.2
2026-07-13 06:00 | 7.4 | 2026-07-13 | 6 | Monday | 0.5 | 3.7
2026-07-13 06:30 | 4.7 | 2026-07-13 | 6.5 | Monday | 0.5 | 2.35
2026-07-13 07:00 | 4.1 | 2026-07-13 | 7 | Monday | 0.5 | 2.05
2026-07-13 07:30 | 6.5 | 2026-07-13 | 7.5 | Monday | 0.5 | 3.25
2026-07-13 08:00 | 16.3 | 2026-07-13 | 8 | Monday | 0.5 | 8.15
2026-07-13 08:30 | 16.3 | 2026-07-13 | 8.5 | Monday | 0.5 | 8.15
2026-07-13 09:00 | 13.6 | 2026-07-13 | 9 | Monday | 0.5 | 6.8
2026-07-13 09:30 | 14.5 | 2026-07-13 | 9.5 | Monday | 0.5 | 7.25
2026-07-13 10:00 | 12.9 | 2026-07-13 | 10 | Monday | 0.5 | 6.45
2026-07-13 10:30 | 20.1 | 2026-07-13 | 10.5 | Monday | 0.5 | 10.05
2026-07-13 11:00 | 19.4 | 2026-07-13 | 11 | Monday | 0.5 | 9.7
2026-07-13 11:30 | 15.5 | 2026-07-13 | 11.5 | Monday | 0.5 | 7.75
2026-07-13 12:00 | 33 | 2026-07-13 | 12 | Monday | 0.5 | 16.5
2026-07-13 12:30 | 25.5 | 2026-07-13 | 12.5 | Monday | 0.5 | 12.75
2026-07-13 13:00 | 19.4 | 2026-07-13 | 13 | Monday | 0.5 | 9.7
2026-07-13 13:30 | 24.6 | 2026-07-13 | 13.5 | Monday | 0.5 | 12.3
2026-07-13 14:00 | 33.2 | 2026-07-13 | 14 | Monday | 0.5 | 16.6
2026-07-13 14:30 | 34.9 | 2026-07-13 | 14.5 | Monday | 0.5 | 17.45
2026-07-13 15:00 | 19.9 | 2026-07-13 | 15 | Monday | 0.5 | 9.95
2026-07-13 15:30 | 19.9 | 2026-07-13 | 15.5 | Monday | 0.5 | 9.95
2026-07-13 16:00 | 13.2 | 2026-07-13 | 16 | Monday | 0.5 | 6.6
2026-07-13 16:30 | 16.8 | 2026-07-13 | 16.5 | Monday | 0.5 | 8.4
2026-07-13 17:00 | 16.2 | 2026-07-13 | 17 | Monday | 0.5 | 8.1
2026-07-13 17:30 | 18.1 | 2026-07-13 | 17.5 | Monday | 0.5 | 9.05
2026-07-13 18:00 | 14.3 | 2026-07-13 | 18 | Monday | 0.5 | 7.15
2026-07-13 18:30 | 18.5 | 2026-07-13 | 18.5 | Monday | 0.5 | 9.25
2026-07-13 19:00 | 5.6 | 2026-07-13 | 19 | Monday | 0.5 | 2.8
2026-07-13 19:30 | 3.1 | 2026-07-13 | 19.5 | Monday | 0.5 | 1.55
2026-07-13 20:00 | 5.8 | 2026-07-13 | 20 | Monday | 0.5 | 2.9
2026-07-13 20:30 | 7.6 | 2026-07-13 | 20.5 | Monday | 0.5 | 3.8
2026-07-13 21:00 | 4.1 | 2026-07-13 | 21 | Monday | 0.5 | 2.05
2026-07-13 21:30 | 6.7 | 2026-07-13 | 21.5 | Monday | 0.5 | 3.35
2026-07-13 22:00 | 4 | 2026-07-13 | 22 | Monday | 0.5 | 2
2026-07-13 22:30 | 3.4 | 2026-07-13 | 22.5 | Monday | 0.5 | 1.7
2026-07-13 23:00 | 6.9 | 2026-07-13 | 23 | Monday | 0.5 | 3.45
2026-07-13 23:30 | 4.6 | 2026-07-13 | 23.5 | Monday | 0.5 | 2.3
2026-07-14 | 2.7 | 2026-07-14 | 0 | Tuesday | 0.5 | 1.35
2026-07-14 00:30 | 2.2 | 2026-07-14 | 0.5 | Tuesday | 0.5 | 1.1
2026-07-14 01:00 | 2.5 | 2026-07-14 | 1 | Tuesday | 0.5 | 1.25
2026-07-14 01:30 | 2.9 | 2026-07-14 | 1.5 | Tuesday | 0.5 | 1.45
2026-07-14 02:00 | 2.3 | 2026-07-14 | 2 | Tuesday | 0.5 | 1.15
2026-07-14 02:30 | 2.6 | 2026-07-14 | 2.5 | Tuesday | 0.5 | 1.3
2026-07-14 03:00 | 2.8 | 2026-07-14 | 3 | Tuesday | 0.5 | 1.4
2026-07-14 03:30 | 2.4 | 2026-07-14 | 3.5 | Tuesday | 0.5 | 1.2
2026-07-14 04:00 | 2 | 2026-07-14 | 4 | Tuesday | 0.5 | 1
2026-07-14 04:30 | 2.3 | 2026-07-14 | 4.5 | Tuesday | 0.5 | 1.15
2026-07-14 05:00 | 2.9 | 2026-07-14 | 5 | Tuesday | 0.5 | 1.45
2026-07-14 05:30 | 1.9 | 2026-07-14 | 5.5 | Tuesday | 0.5 | 0.95
2026-07-14 06:00 | 6.9 | 2026-07-14 | 6 | Tuesday | 0.5 | 3.45
2026-07-14 06:30 | 6.2 | 2026-07-14 | 6.5 | Tuesday | 0.5 | 3.1
2026-07-14 07:00 | 7.7 | 2026-07-14 | 7 | Tuesday | 0.5 | 3.85
2026-07-14 07:30 | 6 | 2026-07-14 | 7.5 | Tuesday | 0.5 | 3
2026-07-14 08:00 | 13.5 | 2026-07-14 | 8 | Tuesday | 0.5 | 6.75
2026-07-14 08:30 | 20.4 | 2026-07-14 | 8.5 | Tuesday | 0.5 | 10.2
2026-07-14 09:00 | 14.1 | 2026-07-14 | 9 | Tuesday | 0.5 | 7.05
2026-07-14 09:30 | 19 | 2026-07-14 | 9.5 | Tuesday | 0.5 | 9.5
2026-07-14 10:00 | 20.8 | 2026-07-14 | 10 | Tuesday | 0.5 | 10.4
2026-07-14 10:30 | 16.5 | 2026-07-14 | 10.5 | Tuesday | 0.5 | 8.25
2026-07-14 11:00 | 20.4 | 2026-07-14 | 11 | Tuesday | 0.5 | 10.2
2026-07-14 11:30 | 18.5 | 2026-07-14 | 11.5 | Tuesday | 0.5 | 9.25
2026-07-14 12:00 | 33 | 2026-07-14 | 12 | Tuesday | 0.5 | 16.5
2026-07-14 12:30 | 30 | 2026-07-14 | 12.5 | Tuesday | 0.5 | 15
2026-07-14 13:00 | 22.3 | 2026-07-14 | 13 | Tuesday | 0.5 | 11.15
2026-07-14 13:30 | 34.1 | 2026-07-14 | 13.5 | Tuesday | 0.5 | 17.05
2026-07-14 14:00 | 33.5 | 2026-07-14 | 14 | Tuesday | 0.5 | 16.75
2026-07-14 14:30 | 27.6 | 2026-07-14 | 14.5 | Tuesday | 0.5 | 13.8
2026-07-14 15:00 | 23.6 | 2026-07-14 | 15 | Tuesday | 0.5 | 11.8
2026-07-14 15:30 | 18.3 | 2026-07-14 | 15.5 | Tuesday | 0.5 | 9.15
2026-07-14 16:00 | 12.5 | 2026-07-14 | 16 | Tuesday | 0.5 | 6.25
2026-07-14 16:30 | 19.8 | 2026-07-14 | 16.5 | Tuesday | 0.5 | 9.9
2026-07-14 17:00 | 17.8 | 2026-07-14 | 17 | Tuesday | 0.5 | 8.9
2026-07-14 17:30 | 12.3 | 2026-07-14 | 17.5 | Tuesday | 0.5 | 6.15
2026-07-14 18:00 | 12.3 | 2026-07-14 | 18 | Tuesday | 0.5 | 6.15
2026-07-14 18:30 | 12.2 | 2026-07-14 | 18.5 | Tuesday | 0.5 | 6.1
2026-07-14 19:00 | 3.1 | 2026-07-14 | 19 | Tuesday | 0.5 | 1.55
2026-07-14 19:30 | 5.4 | 2026-07-14 | 19.5 | Tuesday | 0.5 | 2.7
2026-07-14 20:00 | 5.6 | 2026-07-14 | 20 | Tuesday | 0.5 | 2.8
2026-07-14 20:30 | 6.6 | 2026-07-14 | 20.5 | Tuesday | 0.5 | 3.3
2026-07-14 21:00 | 3.9 | 2026-07-14 | 21 | Tuesday | 0.5 | 1.95
2026-07-14 21:30 | 7.5 | 2026-07-14 | 21.5 | Tuesday | 0.5 | 3.75
2026-07-14 22:00 | 4.6 | 2026-07-14 | 22 | Tuesday | 0.5 | 2.3
2026-07-14 22:30 | 3.7 | 2026-07-14 | 22.5 | Tuesday | 0.5 | 1.85
2026-07-14 23:00 | 5.9 | 2026-07-14 | 23 | Tuesday | 0.5 | 2.95
2026-07-14 23:30 | 3.9 | 2026-07-14 | 23.5 | Tuesday | 0.5 | 1.95
2026-07-15 | 1.9 | 2026-07-15 | 0 | Wednesday | 0.5 | 0.95
2026-07-15 00:30 | 1.9 | 2026-07-15 | 0.5 | Wednesday | 0.5 | 0.95
2026-07-15 01:00 | 2.3 | 2026-07-15 | 1 | Wednesday | 0.5 | 1.15
2026-07-15 01:30 | 2.9 | 2026-07-15 | 1.5 | Wednesday | 0.5 | 1.45
2026-07-15 02:00 | 3 | 2026-07-15 | 2 | Wednesday | 0.5 | 1.5
2026-07-15 02:30 | 2.5 | 2026-07-15 | 2.5 | Wednesday | 0.5 | 1.25
2026-07-15 03:00 | 2.3 | 2026-07-15 | 3 | Wednesday | 0.5 | 1.15
2026-07-15 03:30 | 2 | 2026-07-15 | 3.5 | Wednesday | 0.5 | 1
2026-07-15 04:00 | 2.2 | 2026-07-15 | 4 | Wednesday | 0.5 | 1.1
2026-07-15 04:30 | 2 | 2026-07-15 | 4.5 | Wednesday | 0.5 | 1
2026-07-15 05:00 | 2.5 | 2026-07-15 | 5 | Wednesday | 0.5 | 1.25
2026-07-15 05:30 | 2 | 2026-07-15 | 5.5 | Wednesday | 0.5 | 1
2026-07-15 06:00 | 6.6 | 2026-07-15 | 6 | Wednesday | 0.5 | 3.3
2026-07-15 06:30 | 5.2 | 2026-07-15 | 6.5 | Wednesday | 0.5 | 2.6
2026-07-15 07:00 | 7.7 | 2026-07-15 | 7 | Wednesday | 0.5 | 3.85
2026-07-15 07:30 | 4 | 2026-07-15 | 7.5 | Wednesday | 0.5 | 2
2026-07-15 08:00 | 20 | 2026-07-15 | 8 | Wednesday | 0.5 | 10
2026-07-15 08:30 | 13 | 2026-07-15 | 8.5 | Wednesday | 0.5 | 6.5
2026-07-15 09:00 | 12.7 | 2026-07-15 | 9 | Wednesday | 0.5 | 6.35
2026-07-15 09:30 | 14 | 2026-07-15 | 9.5 | Wednesday | 0.5 | 7
2026-07-15 10:00 | 18.4 | 2026-07-15 | 10 | Wednesday | 0.5 | 9.2
2026-07-15 10:30 | 17.3 | 2026-07-15 | 10.5 | Wednesday | 0.5 | 8.65
2026-07-15 11:00 | 16.6 | 2026-07-15 | 11 | Wednesday | 0.5 | 8.3
2026-07-15 11:30 | 15.1 | 2026-07-15 | 11.5 | Wednesday | 0.5 | 7.55
2026-07-15 12:00 | 20.4 | 2026-07-15 | 12 | Wednesday | 0.5 | 10.2
2026-07-15 12:30 | 32.7 | 2026-07-15 | 12.5 | Wednesday | 0.5 | 16.35
2026-07-15 13:00 | 33.2 | 2026-07-15 | 13 | Wednesday | 0.5 | 16.6
2026-07-15 13:30 | 21.6 | 2026-07-15 | 13.5 | Wednesday | 0.5 | 10.8
2026-07-15 14:00 | 21.6 | 2026-07-15 | 14 | Wednesday | 0.5 | 10.8
2026-07-15 14:30 | 26.1 | 2026-07-15 | 14.5 | Wednesday | 0.5 | 13.05
2026-07-15 15:00 | 26.2 | 2026-07-15 | 15 | Wednesday | 0.5 | 13.1
2026-07-15 15:30 | 34.6 | 2026-07-15 | 15.5 | Wednesday | 0.5 | 17.3
2026-07-15 16:00 | 16.5 | 2026-07-15 | 16 | Wednesday | 0.5 | 8.25
2026-07-15 16:30 | 10.4 | 2026-07-15 | 16.5 | Wednesday | 0.5 | 5.2
2026-07-15 17:00 | 19.2 | 2026-07-15 | 17 | Wednesday | 0.5 | 9.6
2026-07-15 17:30 | 16 | 2026-07-15 | 17.5 | Wednesday | 0.5 | 8
2026-07-15 18:00 | 16.1 | 2026-07-15 | 18 | Wednesday | 0.5 | 8.05
2026-07-15 18:30 | 16.2 | 2026-07-15 | 18.5 | Wednesday | 0.5 | 8.1
2026-07-15 19:00 | 3.7 | 2026-07-15 | 19 | Wednesday | 0.5 | 1.85
2026-07-15 19:30 | 5.5 | 2026-07-15 | 19.5 | Wednesday | 0.5 | 2.75
2026-07-15 20:00 | 4.7 | 2026-07-15 | 20 | Wednesday | 0.5 | 2.35
2026-07-15 20:30 | 6.6 | 2026-07-15 | 20.5 | Wednesday | 0.5 | 3.3
2026-07-15 21:00 | 5.8 | 2026-07-15 | 21 | Wednesday | 0.5 | 2.9
2026-07-15 21:30 | 4.1 | 2026-07-15 | 21.5 | Wednesday | 0.5 | 2.05
2026-07-15 22:00 | 7.8 | 2026-07-15 | 22 | Wednesday | 0.5 | 3.9
2026-07-15 22:30 | 3.5 | 2026-07-15 | 22.5 | Wednesday | 0.5 | 1.75
2026-07-15 23:00 | 7.2 | 2026-07-15 | 23 | Wednesday | 0.5 | 3.6
2026-07-15 23:30 | 3.6 | 2026-07-15 | 23.5 | Wednesday | 0.5 | 1.8
2026-07-16 | 2.4 | 2026-07-16 | 0 | Thursday | 0.5 | 1.2
2026-07-16 00:30 | 2 | 2026-07-16 | 0.5 | Thursday | 0.5 | 1
2026-07-16 01:00 | 2.9 | 2026-07-16 | 1 | Thursday | 0.5 | 1.45
2026-07-16 01:30 | 3 | 2026-07-16 | 1.5 | Thursday | 0.5 | 1.5
2026-07-16 02:00 | 2.2 | 2026-07-16 | 2 | Thursday | 0.5 | 1.1
2026-07-16 02:30 | 2.7 | 2026-07-16 | 2.5 | Thursday | 0.5 | 1.35
2026-07-16 03:00 | 1.8 | 2026-07-16 | 3 | Thursday | 0.5 | 0.9
2026-07-16 03:30 | 1.8 | 2026-07-16 | 3.5 | Thursday | 0.5 | 0.9
2026-07-16 04:00 | 2.8 | 2026-07-16 | 4 | Thursday | 0.5 | 1.4
2026-07-16 04:30 | 2.3 | 2026-07-16 | 4.5 | Thursday | 0.5 | 1.15
2026-07-16 05:00 | 2.4 | 2026-07-16 | 5 | Thursday | 0.5 | 1.2
2026-07-16 05:30 | 3 | 2026-07-16 | 5.5 | Thursday | 0.5 | 1.5
2026-07-16 06:00 | 5.3 | 2026-07-16 | 6 | Thursday | 0.5 | 2.65
2026-07-16 06:30 | 6.5 | 2026-07-16 | 6.5 | Thursday | 0.5 | 3.25
2026-07-16 07:00 | 7.8 | 2026-07-16 | 7 | Thursday | 0.5 | 3.9
2026-07-16 07:30 | 6.5 | 2026-07-16 | 7.5 | Thursday | 0.5 | 3.25
2026-07-16 08:00 | 14.2 | 2026-07-16 | 8 | Thursday | 0.5 | 7.1
2026-07-16 08:30 | 14.1 | 2026-07-16 | 8.5 | Thursday | 0.5 | 7.05
2026-07-16 09:00 | 13 | 2026-07-16 | 9 | Thursday | 0.5 | 6.5
2026-07-16 09:30 | 18.9 | 2026-07-16 | 9.5 | Thursday | 0.5 | 9.45
2026-07-16 10:00 | 20.1 | 2026-07-16 | 10 | Thursday | 0.5 | 10.05
2026-07-16 10:30 | 19.8 | 2026-07-16 | 10.5 | Thursday | 0.5 | 9.9
2026-07-16 11:00 | 18.8 | 2026-07-16 | 11 | Thursday | 0.5 | 9.4
2026-07-16 11:30 | 18.2 | 2026-07-16 | 11.5 | Thursday | 0.5 | 9.1
2026-07-16 12:00 | 20.3 | 2026-07-16 | 12 | Thursday | 0.5 | 10.15
2026-07-16 12:30 | 27.2 | 2026-07-16 | 12.5 | Thursday | 0.5 | 13.6
2026-07-16 13:00 | 34.1 | 2026-07-16 | 13 | Thursday | 0.5 | 17.05
2026-07-16 13:30 | 34.9 | 2026-07-16 | 13.5 | Thursday | 0.5 | 17.45
2026-07-16 14:00 | 24.2 | 2026-07-16 | 14 | Thursday | 0.5 | 12.1
2026-07-16 14:30 | 26.7 | 2026-07-16 | 14.5 | Thursday | 0.5 | 13.35
2026-07-16 15:00 | 18.4 | 2026-07-16 | 15 | Thursday | 0.5 | 9.2
2026-07-16 15:30 | 20.9 | 2026-07-16 | 15.5 | Thursday | 0.5 | 10.45
2026-07-16 16:00 | 12.7 | 2026-07-16 | 16 | Thursday | 0.5 | 6.35
2026-07-16 16:30 | 17.6 | 2026-07-16 | 16.5 | Thursday | 0.5 | 8.8
2026-07-16 17:00 | 10.8 | 2026-07-16 | 17 | Thursday | 0.5 | 5.4
2026-07-16 17:30 | 19 | 2026-07-16 | 17.5 | Thursday | 0.5 | 9.5
2026-07-16 18:00 | 12.6 | 2026-07-16 | 18 | Thursday | 0.5 | 6.3
2026-07-16 18:30 | 13 | 2026-07-16 | 18.5 | Thursday | 0.5 | 6.5
2026-07-16 19:00 | 4.4 | 2026-07-16 | 19 | Thursday | 0.5 | 2.2
2026-07-16 19:30 | 4.2 | 2026-07-16 | 19.5 | Thursday | 0.5 | 2.1
2026-07-16 20:00 | 6.4 | 2026-07-16 | 20 | Thursday | 0.5 | 3.2
2026-07-16 20:30 | 5.5 | 2026-07-16 | 20.5 | Thursday | 0.5 | 2.75
2026-07-16 21:00 | 3.5 | 2026-07-16 | 21 | Thursday | 0.5 | 1.75
2026-07-16 21:30 | 7.4 | 2026-07-16 | 21.5 | Thursday | 0.5 | 3.7
2026-07-16 22:00 | 4.4 | 2026-07-16 | 22 | Thursday | 0.5 | 2.2
2026-07-16 22:30 | 7.6 | 2026-07-16 | 22.5 | Thursday | 0.5 | 3.8
2026-07-16 23:00 | 5 | 2026-07-16 | 23 | Thursday | 0.5 | 2.5
2026-07-16 23:30 | 7.1 | 2026-07-16 | 23.5 | Thursday | 0.5 | 3.55
2026-07-17 | 1.9 | 2026-07-17 | 0 | Friday | 0.5 | 0.95
2026-07-17 00:30 | 2.6 | 2026-07-17 | 0.5 | Friday | 0.5 | 1.3
2026-07-17 01:00 | 2.1 | 2026-07-17 | 1 | Friday | 0.5 | 1.05
2026-07-17 01:30 | 2.6 | 2026-07-17 | 1.5 | Friday | 0.5 | 1.3
2026-07-17 02:00 | 2.3 | 2026-07-17 | 2 | Friday | 0.5 | 1.15
2026-07-17 02:30 | 2.7 | 2026-07-17 | 2.5 | Friday | 0.5 | 1.35
2026-07-17 03:00 | 2.4 | 2026-07-17 | 3 | Friday | 0.5 | 1.2
2026-07-17 03:30 | 1.8 | 2026-07-17 | 3.5 | Friday | 0.5 | 0.9
2026-07-17 04:00 | 2.6 | 2026-07-17 | 4 | Friday | 0.5 | 1.3
2026-07-17 04:30 | 2.7 | 2026-07-17 | 4.5 | Friday | 0.5 | 1.35
2026-07-17 05:00 | 2.7 | 2026-07-17 | 5 | Friday | 0.5 | 1.35
2026-07-17 05:30 | 2.7 | 2026-07-17 | 5.5 | Friday | 0.5 | 1.35
2026-07-17 06:00 | 5.5 | 2026-07-17 | 6 | Friday | 0.5 | 2.75
2026-07-17 06:30 | 7.6 | 2026-07-17 | 6.5 | Friday | 0.5 | 3.8
2026-07-17 07:00 | 7.1 | 2026-07-17 | 7 | Friday | 0.5 | 3.55
2026-07-17 07:30 | 4.5 | 2026-07-17 | 7.5 | Friday | 0.5 | 2.25
2026-07-17 08:00 | 18.7 | 2026-07-17 | 8 | Friday | 0.5 | 9.35
2026-07-17 08:30 | 18.5 | 2026-07-17 | 8.5 | Friday | 0.5 | 9.25
2026-07-17 09:00 | 16.4 | 2026-07-17 | 9 | Friday | 0.5 | 8.2
2026-07-17 09:30 | 14.7 | 2026-07-17 | 9.5 | Friday | 0.5 | 7.35
2026-07-17 10:00 | 20.6 | 2026-07-17 | 10 | Friday | 0.5 | 10.3
2026-07-17 10:30 | 14.3 | 2026-07-17 | 10.5 | Friday | 0.5 | 7.15
2026-07-17 11:00 | 13.9 | 2026-07-17 | 11 | Friday | 0.5 | 6.95
2026-07-17 11:30 | 12.3 | 2026-07-17 | 11.5 | Friday | 0.5 | 6.15
2026-07-17 12:00 | 23 | 2026-07-17 | 12 | Friday | 0.5 | 11.5
2026-07-17 12:30 | 27.5 | 2026-07-17 | 12.5 | Friday | 0.5 | 13.75
2026-07-17 13:00 | 30.5 | 2026-07-17 | 13 | Friday | 0.5 | 15.25
2026-07-17 13:30 | 20.4 | 2026-07-17 | 13.5 | Friday | 0.5 | 10.2
2026-07-17 14:00 | 19.4 | 2026-07-17 | 14 | Friday | 0.5 | 9.7
2026-07-17 14:30 | 21.7 | 2026-07-17 | 14.5 | Friday | 0.5 | 10.85
2026-07-17 15:00 | 30.4 | 2026-07-17 | 15 | Friday | 0.5 | 15.2
2026-07-17 15:30 | 18.9 | 2026-07-17 | 15.5 | Friday | 0.5 | 9.45
2026-07-17 16:00 | 14.9 | 2026-07-17 | 16 | Friday | 0.5 | 7.45
2026-07-17 16:30 | 14.2 | 2026-07-17 | 16.5 | Friday | 0.5 | 7.1
2026-07-17 17:00 | 18.3 | 2026-07-17 | 17 | Friday | 0.5 | 9.15
2026-07-17 17:30 | 19.1 | 2026-07-17 | 17.5 | Friday | 0.5 | 9.55
2026-07-17 18:00 | 15.4 | 2026-07-17 | 18 | Friday | 0.5 | 7.7
2026-07-17 18:30 | 13.4 | 2026-07-17 | 18.5 | Friday | 0.5 | 6.7
2026-07-17 19:00 | 3.9 | 2026-07-17 | 19 | Friday | 0.5 | 1.95
2026-07-17 19:30 | 4.5 | 2026-07-17 | 19.5 | Friday | 0.5 | 2.25
2026-07-17 20:00 | 4.3 | 2026-07-17 | 20 | Friday | 0.5 | 2.15
2026-07-17 20:30 | 4.9 | 2026-07-17 | 20.5 | Friday | 0.5 | 2.45
2026-07-17 21:00 | 5.1 | 2026-07-17 | 21 | Friday | 0.5 | 2.55
2026-07-17 21:30 | 3.3 | 2026-07-17 | 21.5 | Friday | 0.5 | 1.65
2026-07-17 22:00 | 6.8 | 2026-07-17 | 22 | Friday | 0.5 | 3.4
2026-07-17 22:30 | 3.1 | 2026-07-17 | 22.5 | Friday | 0.5 | 1.55
2026-07-17 23:00 | 5.3 | 2026-07-17 | 23 | Friday | 0.5 | 2.65
2026-07-17 23:30 | 3 | 2026-07-17 | 23.5 | Friday | 0.5 | 1.5
2026-07-18 | 2 | 2026-07-18 | 0 | Saturday | 0.5 | 1
2026-07-18 00:30 | 2.9 | 2026-07-18 | 0.5 | Saturday | 0.5 | 1.45
2026-07-18 01:00 | 2.7 | 2026-07-18 | 1 | Saturday | 0.5 | 1.35
2026-07-18 01:30 | 2.4 | 2026-07-18 | 1.5 | Saturday | 0.5 | 1.2
2026-07-18 02:00 | 2.7 | 2026-07-18 | 2 | Saturday | 0.5 | 1.35
2026-07-18 02:30 | 2.9 | 2026-07-18 | 2.5 | Saturday | 0.5 | 1.45
2026-07-18 03:00 | 1.9 | 2026-07-18 | 3 | Saturday | 0.5 | 0.95
2026-07-18 03:30 | 2.9 | 2026-07-18 | 3.5 | Saturday | 0.5 | 1.45
2026-07-18 04:00 | 1.9 | 2026-07-18 | 4 | Saturday | 0.5 | 0.95
2026-07-18 04:30 | 2.3 | 2026-07-18 | 4.5 | Saturday | 0.5 | 1.15
2026-07-18 05:00 | 1.8 | 2026-07-18 | 5 | Saturday | 0.5 | 0.9
2026-07-18 05:30 | 2.8 | 2026-07-18 | 5.5 | Saturday | 0.5 | 1.4
2026-07-18 06:00 | 7.4 | 2026-07-18 | 6 | Saturday | 0.5 | 3.7
2026-07-18 06:30 | 7.5 | 2026-07-18 | 6.5 | Saturday | 0.5 | 3.75
2026-07-18 07:00 | 5 | 2026-07-18 | 7 | Saturday | 0.5 | 2.5
2026-07-18 07:30 | 6.3 | 2026-07-18 | 7.5 | Saturday | 0.5 | 3.15
2026-07-18 08:00 | 21.1 | 2026-07-18 | 8 | Saturday | 0.5 | 10.55
2026-07-18 08:30 | 13.9 | 2026-07-18 | 8.5 | Saturday | 0.5 | 6.95
2026-07-18 09:00 | 20.1 | 2026-07-18 | 9 | Saturday | 0.5 | 10.05
2026-07-18 09:30 | 14.2 | 2026-07-18 | 9.5 | Saturday | 0.5 | 7.1
2026-07-18 10:00 | 14.3 | 2026-07-18 | 10 | Saturday | 0.5 | 7.15
2026-07-18 10:30 | 13.5 | 2026-07-18 | 10.5 | Saturday | 0.5 | 6.75
2026-07-18 11:00 | 13 | 2026-07-18 | 11 | Saturday | 0.5 | 6.5
2026-07-18 11:30 | 20.2 | 2026-07-18 | 11.5 | Saturday | 0.5 | 10.1
2026-07-18 12:00 | 23.9 | 2026-07-18 | 12 | Saturday | 0.5 | 11.95
2026-07-18 12:30 | 29.8 | 2026-07-18 | 12.5 | Saturday | 0.5 | 14.9
2026-07-18 13:00 | 26.3 | 2026-07-18 | 13 | Saturday | 0.5 | 13.15
2026-07-18 13:30 | 29.1 | 2026-07-18 | 13.5 | Saturday | 0.5 | 14.55
2026-07-18 14:00 | 29.9 | 2026-07-18 | 14 | Saturday | 0.5 | 14.95
2026-07-18 14:30 | 31.7 | 2026-07-18 | 14.5 | Saturday | 0.5 | 15.85
2026-07-18 15:00 | 28.8 | 2026-07-18 | 15 | Saturday | 0.5 | 14.4
2026-07-18 15:30 | 18.2 | 2026-07-18 | 15.5 | Saturday | 0.5 | 9.1
2026-07-18 16:00 | 10.1 | 2026-07-18 | 16 | Saturday | 0.5 | 5.05
2026-07-18 16:30 | 13.4 | 2026-07-18 | 16.5 | Saturday | 0.5 | 6.7
2026-07-18 17:00 | 14.3 | 2026-07-18 | 17 | Saturday | 0.5 | 7.15
2026-07-18 17:30 | 12.5 | 2026-07-18 | 17.5 | Saturday | 0.5 | 6.25
2026-07-18 18:00 | 17 | 2026-07-18 | 18 | Saturday | 0.5 | 8.5
2026-07-18 18:30 | 12.7 | 2026-07-18 | 18.5 | Saturday | 0.5 | 6.35
2026-07-18 19:00 | 5.8 | 2026-07-18 | 19 | Saturday | 0.5 | 2.9
2026-07-18 19:30 | 3.2 | 2026-07-18 | 19.5 | Saturday | 0.5 | 1.6
2026-07-18 20:00 | 7.4 | 2026-07-18 | 20 | Saturday | 0.5 | 3.7
2026-07-18 20:30 | 4.3 | 2026-07-18 | 20.5 | Saturday | 0.5 | 2.15
2026-07-18 21:00 | 6.9 | 2026-07-18 | 21 | Saturday | 0.5 | 3.45
2026-07-18 21:30 | 7.7 | 2026-07-18 | 21.5 | Saturday | 0.5 | 3.85
2026-07-18 22:00 | 5.2 | 2026-07-18 | 22 | Saturday | 0.5 | 2.6
2026-07-18 22:30 | 3.2 | 2026-07-18 | 22.5 | Saturday | 0.5 | 1.6
2026-07-18 23:00 | 4.2 | 2026-07-18 | 23 | Saturday | 0.5 | 2.1
2026-07-18 23:30 | 5.6 | 2026-07-18 | 23.5 | Saturday | 0.5 | 2.8
2026-07-19 | 3 | 2026-07-19 | 0 | Sunday | 0.5 | 1.5
2026-07-19 00:30 | 1.9 | 2026-07-19 | 0.5 | Sunday | 0.5 | 0.95
2026-07-19 01:00 | 1.9 | 2026-07-19 | 1 | Sunday | 0.5 | 0.95
2026-07-19 01:30 | 2.6 | 2026-07-19 | 1.5 | Sunday | 0.5 | 1.3
2026-07-19 02:00 | 2.7 | 2026-07-19 | 2 | Sunday | 0.5 | 1.35
2026-07-19 02:30 | 2.3 | 2026-07-19 | 2.5 | Sunday | 0.5 | 1.15
2026-07-19 03:00 | 2.2 | 2026-07-19 | 3 | Sunday | 0.5 | 1.1
2026-07-19 03:30 | 2.6 | 2026-07-19 | 3.5 | Sunday | 0.5 | 1.3
2026-07-19 04:00 | 2.6 | 2026-07-19 | 4 | Sunday | 0.5 | 1.3
2026-07-19 04:30 | 2 | 2026-07-19 | 4.5 | Sunday | 0.5 | 1
2026-07-19 05:00 | 2.6 | 2026-07-19 | 5 | Sunday | 0.5 | 1.3
2026-07-19 05:30 | 2.1 | 2026-07-19 | 5.5 | Sunday | 0.5 | 1.05
2026-07-19 06:00 | 7.3 | 2026-07-19 | 6 | Sunday | 0.5 | 3.65
2026-07-19 06:30 | 6.6 | 2026-07-19 | 6.5 | Sunday | 0.5 | 3.3
2026-07-19 07:00 | 4 | 2026-07-19 | 7 | Sunday | 0.5 | 2
2026-07-19 07:30 | 5.5 | 2026-07-19 | 7.5 | Sunday | 0.5 | 2.75
2026-07-19 08:00 | 19.9 | 2026-07-19 | 8 | Sunday | 0.5 | 9.95
2026-07-19 08:30 | 18.1 | 2026-07-19 | 8.5 | Sunday | 0.5 | 9.05
2026-07-19 09:00 | 12.1 | 2026-07-19 | 9 | Sunday | 0.5 | 6.05
2026-07-19 09:30 | 16.4 | 2026-07-19 | 9.5 | Sunday | 0.5 | 8.2
2026-07-19 10:00 | 14.2 | 2026-07-19 | 10 | Sunday | 0.5 | 7.1
2026-07-19 10:30 | 14.1 | 2026-07-19 | 10.5 | Sunday | 0.5 | 7.05
2026-07-19 11:00 | 17.9 | 2026-07-19 | 11 | Sunday | 0.5 | 8.95
2026-07-19 11:30 | 20.4 | 2026-07-19 | 11.5 | Sunday | 0.5 | 10.2
2026-07-19 12:00 | 25.4 | 2026-07-19 | 12 | Sunday | 0.5 | 12.7
2026-07-19 12:30 | 19.1 | 2026-07-19 | 12.5 | Sunday | 0.5 | 9.55
2026-07-19 13:00 | 20 | 2026-07-19 | 13 | Sunday | 0.5 | 10
2026-07-19 13:30 | 20.1 | 2026-07-19 | 13.5 | Sunday | 0.5 | 10.05
2026-07-19 14:00 | 29.9 | 2026-07-19 | 14 | Sunday | 0.5 | 14.95
2026-07-19 14:30 | 20.8 | 2026-07-19 | 14.5 | Sunday | 0.5 | 10.4
2026-07-19 15:00 | 27.8 | 2026-07-19 | 15 | Sunday | 0.5 | 13.9
2026-07-19 15:30 | 27.1 | 2026-07-19 | 15.5 | Sunday | 0.5 | 13.55
2026-07-19 16:00 | 13.8 | 2026-07-19 | 16 | Sunday | 0.5 | 6.9
2026-07-19 16:30 | 18.8 | 2026-07-19 | 16.5 | Sunday | 0.5 | 9.4
2026-07-19 17:00 | 12.8 | 2026-07-19 | 17 | Sunday | 0.5 | 6.4
2026-07-19 17:30 | 18.3 | 2026-07-19 | 17.5 | Sunday | 0.5 | 9.15
2026-07-19 18:00 | 13.3 | 2026-07-19 | 18 | Sunday | 0.5 | 6.65
2026-07-19 18:30 | 10.6 | 2026-07-19 | 18.5 | Sunday | 0.5 | 5.3
2026-07-19 19:00 | 7.8 | 2026-07-19 | 19 | Sunday | 0.5 | 3.9
2026-07-19 19:30 | 5.8 | 2026-07-19 | 19.5 | Sunday | 0.5 | 2.9
2026-07-19 20:00 | 4.1 | 2026-07-19 | 20 | Sunday | 0.5 | 2.05
2026-07-19 20:30 | 8 | 2026-07-19 | 20.5 | Sunday | 0.5 | 4
2026-07-19 21:00 | 7.3 | 2026-07-19 | 21 | Sunday | 0.5 | 3.65
2026-07-19 21:30 | 6.2 | 2026-07-19 | 21.5 | Sunday | 0.5 | 3.1
2026-07-19 22:00 | 7.8 | 2026-07-19 | 22 | Sunday | 0.5 | 3.9
2026-07-19 22:30 | 4.6 | 2026-07-19 | 22.5 | Sunday | 0.5 | 2.3
2026-07-19 23:00 | 3.8 | 2026-07-19 | 23 | Sunday | 0.5 | 1.9
2026-07-19 23:30 | 6.4 | 2026-07-19 | 23.5 | Sunday | 0.5 | 3.2
2026-07-20 | 2.4 | 2026-07-20 | 0 | Monday | 0.5 | 1.2
2026-07-20 00:30 | 2.6 | 2026-07-20 | 0.5 | Monday | 0.5 | 1.3
2026-07-20 01:00 | 3 | 2026-07-20 | 1 | Monday | 0.5 | 1.5
2026-07-20 01:30 | 3 | 2026-07-20 | 1.5 | Monday | 0.5 | 1.5
2026-07-20 02:00 | 2.2 | 2026-07-20 | 2 | Monday | 0.5 | 1.1
2026-07-20 02:30 | 1.9 | 2026-07-20 | 2.5 | Monday | 0.5 | 0.95
2026-07-20 03:00 | 2.8 | 2026-07-20 | 3 | Monday | 0.5 | 1.4
2026-07-20 03:30 | 2.6 | 2026-07-20 | 3.5 | Monday | 0.5 | 1.3
2026-07-20 04:00 | 2.3 | 2026-07-20 | 4 | Monday | 0.5 | 1.15
2026-07-20 04:30 | 2.7 | 2026-07-20 | 4.5 | Monday | 0.5 | 1.35
2026-07-20 05:00 | 2.7 | 2026-07-20 | 5 | Monday | 0.5 | 1.35
2026-07-20 05:30 | 2.1 | 2026-07-20 | 5.5 | Monday | 0.5 | 1.05
2026-07-20 06:00 | 4 | 2026-07-20 | 6 | Monday | 0.5 | 2
2026-07-20 06:30 | 5.7 | 2026-07-20 | 6.5 | Monday | 0.5 | 2.85
2026-07-20 07:00 | 6.5 | 2026-07-20 | 7 | Monday | 0.5 | 3.25
2026-07-20 07:30 | 7.1 | 2026-07-20 | 7.5 | Monday | 0.5 | 3.55
2026-07-20 08:00 | 15.9 | 2026-07-20 | 8 | Monday | 0.5 | 7.95
2026-07-20 08:30 | 19.5 | 2026-07-20 | 8.5 | Monday | 0.5 | 9.75
2026-07-20 09:00 | 12.9 | 2026-07-20 | 9 | Monday | 0.5 | 6.45
2026-07-20 09:30 | 13.4 | 2026-07-20 | 9.5 | Monday | 0.5 | 6.7
2026-07-20 10:00 | 17.7 | 2026-07-20 | 10 | Monday | 0.5 | 8.85
2026-07-20 10:30 | 13.4 | 2026-07-20 | 10.5 | Monday | 0.5 | 6.7
2026-07-20 11:00 | 16.8 | 2026-07-20 | 11 | Monday | 0.5 | 8.4
2026-07-20 11:30 | 21.9 | 2026-07-20 | 11.5 | Monday | 0.5 | 10.95
2026-07-20 12:00 | 21.5 | 2026-07-20 | 12 | Monday | 0.5 | 10.75
2026-07-20 12:30 | 27.7 | 2026-07-20 | 12.5 | Monday | 0.5 | 13.85
2026-07-20 13:00 | 33.9 | 2026-07-20 | 13 | Monday | 0.5 | 16.95
2026-07-20 13:30 | 21.8 | 2026-07-20 | 13.5 | Monday | 0.5 | 10.9
2026-07-20 14:00 | 28.8 | 2026-07-20 | 14 | Monday | 0.5 | 14.4
2026-07-20 14:30 | 24 | 2026-07-20 | 14.5 | Monday | 0.5 | 12
2026-07-20 15:00 | 33.4 | 2026-07-20 | 15 | Monday | 0.5 | 16.7
2026-07-20 15:30 | 21.1 | 2026-07-20 | 15.5 | Monday | 0.5 | 10.55
2026-07-20 16:00 | 15.5 | 2026-07-20 | 16 | Monday | 0.5 | 7.75
2026-07-20 16:30 | 19.9 | 2026-07-20 | 16.5 | Monday | 0.5 | 9.95
2026-07-20 17:00 | 16.9 | 2026-07-20 | 17 | Monday | 0.5 | 8.45
2026-07-20 17:30 | 15 | 2026-07-20 | 17.5 | Monday | 0.5 | 7.5
2026-07-20 18:00 | 11.1 | 2026-07-20 | 18 | Monday | 0.5 | 5.55
2026-07-20 18:30 | 10.1 | 2026-07-20 | 18.5 | Monday | 0.5 | 5.05
2026-07-20 19:00 | 3 | 2026-07-20 | 19 | Monday | 0.5 | 1.5
2026-07-20 19:30 | 7.4 | 2026-07-20 | 19.5 | Monday | 0.5 | 3.7
2026-07-20 20:00 | 7.8 | 2026-07-20 | 20 | Monday | 0.5 | 3.9
2026-07-20 20:30 | 3 | 2026-07-20 | 20.5 | Monday | 0.5 | 1.5
2026-07-20 21:00 | 4.9 | 2026-07-20 | 21 | Monday | 0.5 | 2.45
2026-07-20 21:30 | 7.5 | 2026-07-20 | 21.5 | Monday | 0.5 | 3.75
2026-07-20 22:00 | 5.4 | 2026-07-20 | 22 | Monday | 0.5 | 2.7
2026-07-20 22:30 | 7.7 | 2026-07-20 | 22.5 | Monday | 0.5 | 3.85
2026-07-20 23:00 | 4.7 | 2026-07-20 | 23 | Monday | 0.5 | 2.35
2026-07-20 23:30 | 6.6 | 2026-07-20 | 23.5 | Monday | 0.5 | 3.3
2026-07-21 | 2.3 | 2026-07-21 | 0 | Tuesday | 0.5 | 1.15
2026-07-21 00:30 | 2.3 | 2026-07-21 | 0.5 | Tuesday | 0.5 | 1.15
2026-07-21 01:00 | 3 | 2026-07-21 | 1 | Tuesday | 0.5 | 1.5
2026-07-21 01:30 | 2.4 | 2026-07-21 | 1.5 | Tuesday | 0.5 | 1.2
2026-07-21 02:00 | 2.2 | 2026-07-21 | 2 | Tuesday | 0.5 | 1.1
2026-07-21 02:30 | 2.8 | 2026-07-21 | 2.5 | Tuesday | 0.5 | 1.4
2026-07-21 03:00 | 2.5 | 2026-07-21 | 3 | Tuesday | 0.5 | 1.25
2026-07-21 03:30 | 2.6 | 2026-07-21 | 3.5 | Tuesday | 0.5 | 1.3
2026-07-21 04:00 | 2.9 | 2026-07-21 | 4 | Tuesday | 0.5 | 1.45
2026-07-21 04:30 | 2.2 | 2026-07-21 | 4.5 | Tuesday | 0.5 | 1.1
2026-07-21 05:00 | 2 | 2026-07-21 | 5 | Tuesday | 0.5 | 1
2026-07-21 05:30 | 2.8 | 2026-07-21 | 5.5 | Tuesday | 0.5 | 1.4
2026-07-21 06:00 | 6.7 | 2026-07-21 | 6 | Tuesday | 0.5 | 3.35
2026-07-21 06:30 | 7.7 | 2026-07-21 | 6.5 | Tuesday | 0.5 | 3.85
2026-07-21 07:00 | 5.8 | 2026-07-21 | 7 | Tuesday | 0.5 | 2.9
2026-07-21 07:30 | 7.3 | 2026-07-21 | 7.5 | Tuesday | 0.5 | 3.65
2026-07-21 08:00 | 15.2 | 2026-07-21 | 8 | Tuesday | 0.5 | 7.6
2026-07-21 08:30 | 19.5 | 2026-07-21 | 8.5 | Tuesday | 0.5 | 9.75
2026-07-21 09:00 | 13 | 2026-07-21 | 9 | Tuesday | 0.5 | 6.5
2026-07-21 09:30 | 16.3 | 2026-07-21 | 9.5 | Tuesday | 0.5 | 8.15
2026-07-21 10:00 | 16.2 | 2026-07-21 | 10 | Tuesday | 0.5 | 8.1
2026-07-21 10:30 | 17.3 | 2026-07-21 | 10.5 | Tuesday | 0.5 | 8.65
2026-07-21 11:00 | 14.3 | 2026-07-21 | 11 | Tuesday | 0.5 | 7.15
2026-07-21 11:30 | 13.5 | 2026-07-21 | 11.5 | Tuesday | 0.5 | 6.75
2026-07-21 12:00 | 32.2 | 2026-07-21 | 12 | Tuesday | 0.5 | 16.1
2026-07-21 12:30 | 19.2 | 2026-07-21 | 12.5 | Tuesday | 0.5 | 9.6
2026-07-21 13:00 | 26.5 | 2026-07-21 | 13 | Tuesday | 0.5 | 13.25
2026-07-21 13:30 | 21.3 | 2026-07-21 | 13.5 | Tuesday | 0.5 | 10.65
2026-07-21 14:00 | 18.1 | 2026-07-21 | 14 | Tuesday | 0.5 | 9.05
2026-07-21 14:30 | 27.6 | 2026-07-21 | 14.5 | Tuesday | 0.5 | 13.8
2026-07-21 15:00 | 26.7 | 2026-07-21 | 15 | Tuesday | 0.5 | 13.35
2026-07-21 15:30 | 22 | 2026-07-21 | 15.5 | Tuesday | 0.5 | 11
2026-07-21 16:00 | 10.2 | 2026-07-21 | 16 | Tuesday | 0.5 | 5.1
2026-07-21 16:30 | 12.2 | 2026-07-21 | 16.5 | Tuesday | 0.5 | 6.1
2026-07-21 17:00 | 13.4 | 2026-07-21 | 17 | Tuesday | 0.5 | 6.7
2026-07-21 17:30 | 16.4 | 2026-07-21 | 17.5 | Tuesday | 0.5 | 8.2
2026-07-21 18:00 | 13.6 | 2026-07-21 | 18 | Tuesday | 0.5 | 6.8
2026-07-21 18:30 | 19.3 | 2026-07-21 | 18.5 | Tuesday | 0.5 | 9.65
2026-07-21 19:00 | 7.1 | 2026-07-21 | 19 | Tuesday | 0.5 | 3.55
2026-07-21 19:30 | 5.8 | 2026-07-21 | 19.5 | Tuesday | 0.5 | 2.9
2026-07-21 20:00 | 7.6 | 2026-07-21 | 20 | Tuesday | 0.5 | 3.8
2026-07-21 20:30 | 5.3 | 2026-07-21 | 20.5 | Tuesday | 0.5 | 2.65
2026-07-21 21:00 | 4.9 | 2026-07-21 | 21 | Tuesday | 0.5 | 2.45
2026-07-21 21:30 | 5.4 | 2026-07-21 | 21.5 | Tuesday | 0.5 | 2.7
2026-07-21 22:00 | 6.5 | 2026-07-21 | 22 | Tuesday | 0.5 | 3.25
2026-07-21 22:30 | 7 | 2026-07-21 | 22.5 | Tuesday | 0.5 | 3.5
2026-07-21 23:00 | 7.7 | 2026-07-21 | 23 | Tuesday | 0.5 | 3.85
2026-07-21 23:30 | 7.5 | 2026-07-21 | 23.5 | Tuesday | 0.5 | 3.75
2026-07-22 | 2.3 | 2026-07-22 | 0 | Wednesday | 0.5 | 1.15
2026-07-22 00:30 | 1.9 | 2026-07-22 | 0.5 | Wednesday | 0.5 | 0.95
2026-07-22 01:00 | 2.6 | 2026-07-22 | 1 | Wednesday | 0.5 | 1.3
2026-07-22 01:30 | 2.9 | 2026-07-22 | 1.5 | Wednesday | 0.5 | 1.45
2026-07-22 02:00 | 2.8 | 2026-07-22 | 2 | Wednesday | 0.5 | 1.4
2026-07-22 02:30 | 2.2 | 2026-07-22 | 2.5 | Wednesday | 0.5 | 1.1
2026-07-22 03:00 | 2.5 | 2026-07-22 | 3 | Wednesday | 0.5 | 1.25
2026-07-22 03:30 | 2.2 | 2026-07-22 | 3.5 | Wednesday | 0.5 | 1.1
2026-07-22 04:00 | 3 | 2026-07-22 | 4 | Wednesday | 0.5 | 1.5
2026-07-22 04:30 | 2.6 | 2026-07-22 | 4.5 | Wednesday | 0.5 | 1.3
2026-07-22 05:00 | 2.3 | 2026-07-22 | 5 | Wednesday | 0.5 | 1.15
2026-07-22 05:30 | 2.8 | 2026-07-22 | 5.5 | Wednesday | 0.5 | 1.4
2026-07-22 06:00 | 6.4 | 2026-07-22 | 6 | Wednesday | 0.5 | 3.2
2026-07-22 06:30 | 5.3 | 2026-07-22 | 6.5 | Wednesday | 0.5 | 2.65
2026-07-22 07:00 | 8 | 2026-07-22 | 7 | Wednesday | 0.5 | 4
2026-07-22 07:30 | 7.5 | 2026-07-22 | 7.5 | Wednesday | 0.5 | 3.75
2026-07-22 08:00 | 12.7 | 2026-07-22 | 8 | Wednesday | 0.5 | 6.35
2026-07-22 08:30 | 21.9 | 2026-07-22 | 8.5 | Wednesday | 0.5 | 10.95
2026-07-22 09:00 | 13.5 | 2026-07-22 | 9 | Wednesday | 0.5 | 6.75
2026-07-22 09:30 | 17.7 | 2026-07-22 | 9.5 | Wednesday | 0.5 | 8.85
2026-07-22 10:00 | 17.6 | 2026-07-22 | 10 | Wednesday | 0.5 | 8.8
2026-07-22 10:30 | 21.9 | 2026-07-22 | 10.5 | Wednesday | 0.5 | 10.95
2026-07-22 11:00 | 21.3 | 2026-07-22 | 11 | Wednesday | 0.5 | 10.65
2026-07-22 11:30 | 16.4 | 2026-07-22 | 11.5 | Wednesday | 0.5 | 8.2
2026-07-22 12:00 | 19.4 | 2026-07-22 | 12 | Wednesday | 0.5 | 9.7
2026-07-22 12:30 | 23.8 | 2026-07-22 | 12.5 | Wednesday | 0.5 | 11.9
2026-07-22 13:00 | 25.3 | 2026-07-22 | 13 | Wednesday | 0.5 | 12.65
2026-07-22 13:30 | 20.4 | 2026-07-22 | 13.5 | Wednesday | 0.5 | 10.2
2026-07-22 14:00 | 31.6 | 2026-07-22 | 14 | Wednesday | 0.5 | 15.8
2026-07-22 14:30 | 22.2 | 2026-07-22 | 14.5 | Wednesday | 0.5 | 11.1
2026-07-22 15:00 | 26.4 | 2026-07-22 | 15 | Wednesday | 0.5 | 13.2
2026-07-22 15:30 | 20.6 | 2026-07-22 | 15.5 | Wednesday | 0.5 | 10.3
2026-07-22 16:00 | 15 | 2026-07-22 | 16 | Wednesday | 0.5 | 7.5
2026-07-22 16:30 | 14.2 | 2026-07-22 | 16.5 | Wednesday | 0.5 | 7.1
2026-07-22 17:00 | 10.8 | 2026-07-22 | 17 | Wednesday | 0.5 | 5.4
2026-07-22 17:30 | 11.3 | 2026-07-22 | 17.5 | Wednesday | 0.5 | 5.65
2026-07-22 18:00 | 11.1 | 2026-07-22 | 18 | Wednesday | 0.5 | 5.55
2026-07-22 18:30 | 14.2 | 2026-07-22 | 18.5 | Wednesday | 0.5 | 7.1
2026-07-22 19:00 | 7.4 | 2026-07-22 | 19 | Wednesday | 0.5 | 3.7
2026-07-22 19:30 | 4.9 | 2026-07-22 | 19.5 | Wednesday | 0.5 | 2.45
2026-07-22 20:00 | 4.2 | 2026-07-22 | 20 | Wednesday | 0.5 | 2.1
2026-07-22 20:30 | 3.6 | 2026-07-22 | 20.5 | Wednesday | 0.5 | 1.8
2026-07-22 21:00 | 3.6 | 2026-07-22 | 21 | Wednesday | 0.5 | 1.8
2026-07-22 21:30 | 4.8 | 2026-07-22 | 21.5 | Wednesday | 0.5 | 2.4
2026-07-22 22:00 | 8 | 2026-07-22 | 22 | Wednesday | 0.5 | 4
2026-07-22 22:30 | 5.2 | 2026-07-22 | 22.5 | Wednesday | 0.5 | 2.6
2026-07-22 23:00 | 3.6 | 2026-07-22 | 23 | Wednesday | 0.5 | 1.8
2026-07-22 23:30 | 5.3 | 2026-07-22 | 23.5 | Wednesday | 0.5 | 2.65
2026-07-23 | 2.3 | 2026-07-23 | 0 | Thursday | 0.5 | 1.15
2026-07-23 00:30 | 3 | 2026-07-23 | 0.5 | Thursday | 0.5 | 1.5
2026-07-23 01:00 | 1.9 | 2026-07-23 | 1 | Thursday | 0.5 | 0.95
2026-07-23 01:30 | 2.3 | 2026-07-23 | 1.5 | Thursday | 0.5 | 1.15
2026-07-23 02:00 | 2.2 | 2026-07-23 | 2 | Thursday | 0.5 | 1.1
2026-07-23 02:30 | 1.8 | 2026-07-23 | 2.5 | Thursday | 0.5 | 0.9
2026-07-23 03:00 | 3 | 2026-07-23 | 3 | Thursday | 0.5 | 1.5
2026-07-23 03:30 | 2.6 | 2026-07-23 | 3.5 | Thursday | 0.5 | 1.3
2026-07-23 04:00 | 2.4 | 2026-07-23 | 4 | Thursday | 0.5 | 1.2
2026-07-23 04:30 | 2.4 | 2026-07-23 | 4.5 | Thursday | 0.5 | 1.2
2026-07-23 05:00 | 2.1 | 2026-07-23 | 5 | Thursday | 0.5 | 1.05
2026-07-23 05:30 | 2.2 | 2026-07-23 | 5.5 | Thursday | 0.5 | 1.1
2026-07-23 06:00 | 7 | 2026-07-23 | 6 | Thursday | 0.5 | 3.5
2026-07-23 06:30 | 7.5 | 2026-07-23 | 6.5 | Thursday | 0.5 | 3.75
2026-07-23 07:00 | 7.4 | 2026-07-23 | 7 | Thursday | 0.5 | 3.7
2026-07-23 07:30 | 6.6 | 2026-07-23 | 7.5 | Thursday | 0.5 | 3.3
2026-07-23 08:00 | 13.5 | 2026-07-23 | 8 | Thursday | 0.5 | 6.75
2026-07-23 08:30 | 18.5 | 2026-07-23 | 8.5 | Thursday | 0.5 | 9.25
2026-07-23 09:00 | 14.3 | 2026-07-23 | 9 | Thursday | 0.5 | 7.15
2026-07-23 09:30 | 19.5 | 2026-07-23 | 9.5 | Thursday | 0.5 | 9.75
2026-07-23 10:00 | 17.7 | 2026-07-23 | 10 | Thursday | 0.5 | 8.85
2026-07-23 10:30 | 14.7 | 2026-07-23 | 10.5 | Thursday | 0.5 | 7.35
2026-07-23 11:00 | 22 | 2026-07-23 | 11 | Thursday | 0.5 | 11
2026-07-23 11:30 | 13.9 | 2026-07-23 | 11.5 | Thursday | 0.5 | 6.95
2026-07-23 12:00 | 22 | 2026-07-23 | 12 | Thursday | 0.5 | 11
2026-07-23 12:30 | 30.7 | 2026-07-23 | 12.5 | Thursday | 0.5 | 15.35
2026-07-23 13:00 | 20.7 | 2026-07-23 | 13 | Thursday | 0.5 | 10.35
2026-07-23 13:30 | 21.3 | 2026-07-23 | 13.5 | Thursday | 0.5 | 10.65
2026-07-23 14:00 | 33.2 | 2026-07-23 | 14 | Thursday | 0.5 | 16.6
2026-07-23 14:30 | 29.3 | 2026-07-23 | 14.5 | Thursday | 0.5 | 14.65
2026-07-23 15:00 | 30 | 2026-07-23 | 15 | Thursday | 0.5 | 15
2026-07-23 15:30 | 31.1 | 2026-07-23 | 15.5 | Thursday | 0.5 | 15.55
2026-07-23 16:00 | 19.3 | 2026-07-23 | 16 | Thursday | 0.5 | 9.65
2026-07-23 16:30 | 17.4 | 2026-07-23 | 16.5 | Thursday | 0.5 | 8.7
2026-07-23 17:00 | 18.4 | 2026-07-23 | 17 | Thursday | 0.5 | 9.2
2026-07-23 17:30 | 16.8 | 2026-07-23 | 17.5 | Thursday | 0.5 | 8.4
2026-07-23 18:00 | 13.2 | 2026-07-23 | 18 | Thursday | 0.5 | 6.6
2026-07-23 18:30 | 19.9 | 2026-07-23 | 18.5 | Thursday | 0.5 | 9.95
2026-07-23 19:00 | 7.4 | 2026-07-23 | 19 | Thursday | 0.5 | 3.7
2026-07-23 19:30 | 7.6 | 2026-07-23 | 19.5 | Thursday | 0.5 | 3.8
2026-07-23 20:00 | 3.9 | 2026-07-23 | 20 | Thursday | 0.5 | 1.95
2026-07-23 20:30 | 5.6 | 2026-07-23 | 20.5 | Thursday | 0.5 | 2.8
2026-07-23 21:00 | 5.9 | 2026-07-23 | 21 | Thursday | 0.5 | 2.95
2026-07-23 21:30 | 5.8 | 2026-07-23 | 21.5 | Thursday | 0.5 | 2.9
2026-07-23 22:00 | 4.6 | 2026-07-23 | 22 | Thursday | 0.5 | 2.3
2026-07-23 22:30 | 4.1 | 2026-07-23 | 22.5 | Thursday | 0.5 | 2.05
2026-07-23 23:00 | 6.5 | 2026-07-23 | 23 | Thursday | 0.5 | 3.25
2026-07-23 23:30 | 5.1 | 2026-07-23 | 23.5 | Thursday | 0.5 | 2.55
2026-07-24 | 2.9 | 2026-07-24 | 0 | Friday | 0.5 | 1.45
2026-07-24 00:30 | 2.4 | 2026-07-24 | 0.5 | Friday | 0.5 | 1.2
2026-07-24 01:00 | 2.5 | 2026-07-24 | 1 | Friday | 0.5 | 1.25
2026-07-24 01:30 | 2.8 | 2026-07-24 | 1.5 | Friday | 0.5 | 1.4
2026-07-24 02:00 | 1.8 | 2026-07-24 | 2 | Friday | 0.5 | 0.9
2026-07-24 02:30 | 2.7 | 2026-07-24 | 2.5 | Friday | 0.5 | 1.35
2026-07-24 03:00 | 2.9 | 2026-07-24 | 3 | Friday | 0.5 | 1.45
2026-07-24 03:30 | 2.2 | 2026-07-24 | 3.5 | Friday | 0.5 | 1.1
2026-07-24 04:00 | 1.9 | 2026-07-24 | 4 | Friday | 0.5 | 0.95
2026-07-24 04:30 | 2.2 | 2026-07-24 | 4.5 | Friday | 0.5 | 1.1
2026-07-24 05:00 | 2.6 | 2026-07-24 | 5 | Friday | 0.5 | 1.3
2026-07-24 05:30 | 2.4 | 2026-07-24 | 5.5 | Friday | 0.5 | 1.2
2026-07-24 06:00 | 6.7 | 2026-07-24 | 6 | Friday | 0.5 | 3.35
2026-07-24 06:30 | 5.3 | 2026-07-24 | 6.5 | Friday | 0.5 | 2.65
2026-07-24 07:00 | 4.2 | 2026-07-24 | 7 | Friday | 0.5 | 2.1
2026-07-24 07:30 | 6 | 2026-07-24 | 7.5 | Friday | 0.5 | 3
2026-07-24 08:00 | 14.6 | 2026-07-24 | 8 | Friday | 0.5 | 7.3
2026-07-24 08:30 | 22 | 2026-07-24 | 8.5 | Friday | 0.5 | 11
2026-07-24 09:00 | 17.3 | 2026-07-24 | 9 | Friday | 0.5 | 8.65
2026-07-24 09:30 | 16.6 | 2026-07-24 | 9.5 | Friday | 0.5 | 8.3
2026-07-24 10:00 | 19.2 | 2026-07-24 | 10 | Friday | 0.5 | 9.6
2026-07-24 10:30 | 21.9 | 2026-07-24 | 10.5 | Friday | 0.5 | 10.95
2026-07-24 11:00 | 18.6 | 2026-07-24 | 11 | Friday | 0.5 | 9.3
2026-07-24 11:30 | 14.4 | 2026-07-24 | 11.5 | Friday | 0.5 | 7.2
2026-07-24 12:00 | 23.2 | 2026-07-24 | 12 | Friday | 0.5 | 11.6
2026-07-24 12:30 | 21.9 | 2026-07-24 | 12.5 | Friday | 0.5 | 10.95
2026-07-24 13:00 | 23.7 | 2026-07-24 | 13 | Friday | 0.5 | 11.85
2026-07-24 13:30 | 29 | 2026-07-24 | 13.5 | Friday | 0.5 | 14.5
2026-07-24 14:00 | 28.2 | 2026-07-24 | 14 | Friday | 0.5 | 14.1
2026-07-24 14:30 | 28.5 | 2026-07-24 | 14.5 | Friday | 0.5 | 14.25
2026-07-24 15:00 | 34.2 | 2026-07-24 | 15 | Friday | 0.5 | 17.1
2026-07-24 15:30 | 23.7 | 2026-07-24 | 15.5 | Friday | 0.5 | 11.85
2026-07-24 16:00 | 18 | 2026-07-24 | 16 | Friday | 0.5 | 9
2026-07-24 16:30 | 10.8 | 2026-07-24 | 16.5 | Friday | 0.5 | 5.4
2026-07-24 17:00 | 10.9 | 2026-07-24 | 17 | Friday | 0.5 | 5.45
2026-07-24 17:30 | 10.8 | 2026-07-24 | 17.5 | Friday | 0.5 | 5.4
2026-07-24 18:00 | 12.7 | 2026-07-24 | 18 | Friday | 0.5 | 6.35
2026-07-24 18:30 | 12.2 | 2026-07-24 | 18.5 | Friday | 0.5 | 6.1
2026-07-24 19:00 | 6.7 | 2026-07-24 | 19 | Friday | 0.5 | 3.35
2026-07-24 19:30 | 3.2 | 2026-07-24 | 19.5 | Friday | 0.5 | 1.6
2026-07-24 20:00 | 3.3 | 2026-07-24 | 20 | Friday | 0.5 | 1.65
2026-07-24 20:30 | 7.2 | 2026-07-24 | 20.5 | Friday | 0.5 | 3.6
2026-07-24 21:00 | 4.9 | 2026-07-24 | 21 | Friday | 0.5 | 2.45
2026-07-24 21:30 | 4.9 | 2026-07-24 | 21.5 | Friday | 0.5 | 2.45
2026-07-24 22:00 | 5.3 | 2026-07-24 | 22 | Friday | 0.5 | 2.65
2026-07-24 22:30 | 7 | 2026-07-24 | 22.5 | Friday | 0.5 | 3.5
2026-07-24 23:00 | 8 | 2026-07-24 | 23 | Friday | 0.5 | 4
2026-07-24 23:30 | 3.2 | 2026-07-24 | 23.5 | Friday | 0.5 | 1.6
2026-07-25 | 2.7 | 2026-07-25 | 0 | Saturday | 0.5 | 1.35
2026-07-25 00:30 | 2.1 | 2026-07-25 | 0.5 | Saturday | 0.5 | 1.05
2026-07-25 01:00 | 2.5 | 2026-07-25 | 1 | Saturday | 0.5 | 1.25
2026-07-25 01:30 | 2 | 2026-07-25 | 1.5 | Saturday | 0.5 | 1
2026-07-25 02:00 | 2.2 | 2026-07-25 | 2 | Saturday | 0.5 | 1.1
2026-07-25 02:30 | 2.7 | 2026-07-25 | 2.5 | Saturday | 0.5 | 1.35
2026-07-25 03:00 | 2.7 | 2026-07-25 | 3 | Saturday | 0.5 | 1.35
2026-07-25 03:30 | 2.5 | 2026-07-25 | 3.5 | Saturday | 0.5 | 1.25
2026-07-25 04:00 | 2.5 | 2026-07-25 | 4 | Saturday | 0.5 | 1.25
2026-07-25 04:30 | 2.1 | 2026-07-25 | 4.5 | Saturday | 0.5 | 1.05
2026-07-25 05:00 | 2 | 2026-07-25 | 5 | Saturday | 0.5 | 1
2026-07-25 05:30 | 2.7 | 2026-07-25 | 5.5 | Saturday | 0.5 | 1.35
2026-07-25 06:00 | 4.2 | 2026-07-25 | 6 | Saturday | 0.5 | 2.1
2026-07-25 06:30 | 4.8 | 2026-07-25 | 6.5 | Saturday | 0.5 | 2.4
2026-07-25 07:00 | 6.7 | 2026-07-25 | 7 | Saturday | 0.5 | 3.35
2026-07-25 07:30 | 7.4 | 2026-07-25 | 7.5 | Saturday | 0.5 | 3.7
2026-07-25 08:00 | 19 | 2026-07-25 | 8 | Saturday | 0.5 | 9.5
2026-07-25 08:30 | 19.9 | 2026-07-25 | 8.5 | Saturday | 0.5 | 9.95
2026-07-25 09:00 | 13.8 | 2026-07-25 | 9 | Saturday | 0.5 | 6.9
2026-07-25 09:30 | 15.8 | 2026-07-25 | 9.5 | Saturday | 0.5 | 7.9
2026-07-25 10:00 | 18.6 | 2026-07-25 | 10 | Saturday | 0.5 | 9.3
2026-07-25 10:30 | 14.8 | 2026-07-25 | 10.5 | Saturday | 0.5 | 7.4
2026-07-25 11:00 | 14.2 | 2026-07-25 | 11 | Saturday | 0.5 | 7.1
2026-07-25 11:30 | 18.9 | 2026-07-25 | 11.5 | Saturday | 0.5 | 9.45
2026-07-25 12:00 | 33.1 | 2026-07-25 | 12 | Saturday | 0.5 | 16.55
2026-07-25 12:30 | 25.3 | 2026-07-25 | 12.5 | Saturday | 0.5 | 12.65
2026-07-25 13:00 | 23.1 | 2026-07-25 | 13 | Saturday | 0.5 | 11.55
2026-07-25 13:30 | 21.8 | 2026-07-25 | 13.5 | Saturday | 0.5 | 10.9
2026-07-25 14:00 | 31.1 | 2026-07-25 | 14 | Saturday | 0.5 | 15.55
2026-07-25 14:30 | 24.5 | 2026-07-25 | 14.5 | Saturday | 0.5 | 12.25
2026-07-25 15:00 | 33.7 | 2026-07-25 | 15 | Saturday | 0.5 | 16.85
2026-07-25 15:30 | 20.9 | 2026-07-25 | 15.5 | Saturday | 0.5 | 10.45
2026-07-25 16:00 | 13.2 | 2026-07-25 | 16 | Saturday | 0.5 | 6.6
2026-07-25 16:30 | 11.8 | 2026-07-25 | 16.5 | Saturday | 0.5 | 5.9
2026-07-25 17:00 | 11.2 | 2026-07-25 | 17 | Saturday | 0.5 | 5.6
2026-07-25 17:30 | 10.1 | 2026-07-25 | 17.5 | Saturday | 0.5 | 5.05
2026-07-25 18:00 | 17.7 | 2026-07-25 | 18 | Saturday | 0.5 | 8.85
2026-07-25 18:30 | 11.7 | 2026-07-25 | 18.5 | Saturday | 0.5 | 5.85
2026-07-25 19:00 | 5.3 | 2026-07-25 | 19 | Saturday | 0.5 | 2.65
2026-07-25 19:30 | 4.7 | 2026-07-25 | 19.5 | Saturday | 0.5 | 2.35
2026-07-25 20:00 | 3.7 | 2026-07-25 | 20 | Saturday | 0.5 | 1.85
2026-07-25 20:30 | 5.7 | 2026-07-25 | 20.5 | Saturday | 0.5 | 2.85
2026-07-25 21:00 | 5.9 | 2026-07-25 | 21 | Saturday | 0.5 | 2.95
2026-07-25 21:30 | 7.8 | 2026-07-25 | 21.5 | Saturday | 0.5 | 3.9
2026-07-25 22:00 | 4.5 | 2026-07-25 | 22 | Saturday | 0.5 | 2.25
2026-07-25 22:30 | 3.8 | 2026-07-25 | 22.5 | Saturday | 0.5 | 1.9
2026-07-25 23:00 | 4.7 | 2026-07-25 | 23 | Saturday | 0.5 | 2.35
2026-07-25 23:30 | 6.2 | 2026-07-25 | 23.5 | Saturday | 0.5 | 3.1
2026-07-26 | 2.8 | 2026-07-26 | 0 | Sunday | 0.5 | 1.4
2026-07-26 00:30 | 2.9 | 2026-07-26 | 0.5 | Sunday | 0.5 | 1.45
2026-07-26 01:00 | 2.6 | 2026-07-26 | 1 | Sunday | 0.5 | 1.3
2026-07-26 01:30 | 1.8 | 2026-07-26 | 1.5 | Sunday | 0.5 | 0.9
2026-07-26 02:00 | 2.7 | 2026-07-26 | 2 | Sunday | 0.5 | 1.35
2026-07-26 02:30 | 2.4 | 2026-07-26 | 2.5 | Sunday | 0.5 | 1.2
2026-07-26 03:00 | 1.8 | 2026-07-26 | 3 | Sunday | 0.5 | 0.9
2026-07-26 03:30 | 2.1 | 2026-07-26 | 3.5 | Sunday | 0.5 | 1.05
2026-07-26 04:00 | 2 | 2026-07-26 | 4 | Sunday | 0.5 | 1
2026-07-26 04:30 | 2.1 | 2026-07-26 | 4.5 | Sunday | 0.5 | 1.05
2026-07-26 05:00 | 2.7 | 2026-07-26 | 5 | Sunday | 0.5 | 1.35
2026-07-26 05:30 | 2 | 2026-07-26 | 5.5 | Sunday | 0.5 | 1
2026-07-26 06:00 | 7.6 | 2026-07-26 | 6 | Sunday | 0.5 | 3.8
2026-07-26 06:30 | 5.2 | 2026-07-26 | 6.5 | Sunday | 0.5 | 2.6
2026-07-26 07:00 | 4.7 | 2026-07-26 | 7 | Sunday | 0.5 | 2.35
2026-07-26 07:30 | 5.1 | 2026-07-26 | 7.5 | Sunday | 0.5 | 2.55
2026-07-26 08:00 | 21.9 | 2026-07-26 | 8 | Sunday | 0.5 | 10.95
2026-07-26 08:30 | 21.4 | 2026-07-26 | 8.5 | Sunday | 0.5 | 10.7
2026-07-26 09:00 | 20.4 | 2026-07-26 | 9 | Sunday | 0.5 | 10.2
2026-07-26 09:30 | 13.7 | 2026-07-26 | 9.5 | Sunday | 0.5 | 6.85
2026-07-26 10:00 | 13.8 | 2026-07-26 | 10 | Sunday | 0.5 | 6.9
2026-07-26 10:30 | 18.9 | 2026-07-26 | 10.5 | Sunday | 0.5 | 9.45
2026-07-26 11:00 | 21.1 | 2026-07-26 | 11 | Sunday | 0.5 | 10.55
2026-07-26 11:30 | 15.8 | 2026-07-26 | 11.5 | Sunday | 0.5 | 7.9
2026-07-26 12:00 | 26.7 | 2026-07-26 | 12 | Sunday | 0.5 | 13.35
2026-07-26 12:30 | 31.5 | 2026-07-26 | 12.5 | Sunday | 0.5 | 15.75
2026-07-26 13:00 | 29.1 | 2026-07-26 | 13 | Sunday | 0.5 | 14.55
2026-07-26 13:30 | 32.9 | 2026-07-26 | 13.5 | Sunday | 0.5 | 16.45
2026-07-26 14:00 | 33.2 | 2026-07-26 | 14 | Sunday | 0.5 | 16.6
2026-07-26 14:30 | 32 | 2026-07-26 | 14.5 | Sunday | 0.5 | 16
2026-07-26 15:00 | 32.3 | 2026-07-26 | 15 | Sunday | 0.5 | 16.15
2026-07-26 15:30 | 22.1 | 2026-07-26 | 15.5 | Sunday | 0.5 | 11.05
2026-07-26 16:00 | 13 | 2026-07-26 | 16 | Sunday | 0.5 | 6.5
2026-07-26 16:30 | 19.1 | 2026-07-26 | 16.5 | Sunday | 0.5 | 9.55
2026-07-26 17:00 | 10.6 | 2026-07-26 | 17 | Sunday | 0.5 | 5.3
2026-07-26 17:30 | 15.3 | 2026-07-26 | 17.5 | Sunday | 0.5 | 7.65
2026-07-26 18:00 | 12.4 | 2026-07-26 | 18 | Sunday | 0.5 | 6.2
2026-07-26 18:30 | 16.8 | 2026-07-26 | 18.5 | Sunday | 0.5 | 8.4
2026-07-26 19:00 | 3 | 2026-07-26 | 19 | Sunday | 0.5 | 1.5
2026-07-26 19:30 | 6.5 | 2026-07-26 | 19.5 | Sunday | 0.5 | 3.25
2026-07-26 20:00 | 7.3 | 2026-07-26 | 20 | Sunday | 0.5 | 3.65
2026-07-26 20:30 | 3 | 2026-07-26 | 20.5 | Sunday | 0.5 | 1.5
2026-07-26 21:00 | 4.4 | 2026-07-26 | 21 | Sunday | 0.5 | 2.2
2026-07-26 21:30 | 6.4 | 2026-07-26 | 21.5 | Sunday | 0.5 | 3.2
2026-07-26 22:00 | 5.7 | 2026-07-26 | 22 | Sunday | 0.5 | 2.85
2026-07-26 22:30 | 5.3 | 2026-07-26 | 22.5 | Sunday | 0.5 | 2.65
2026-07-26 23:00 | 4.7 | 2026-07-26 | 23 | Sunday | 0.5 | 2.35
2026-07-26 23:30 | 4.6 | 2026-07-26 | 23.5 | Sunday | 0.5 | 2.3
2026-07-27 | 1.8 | 2026-07-27 | 0 | Monday | 0.5 | 0.9
2026-07-27 00:30 | 1.8 | 2026-07-27 | 0.5 | Monday | 0.5 | 0.9
2026-07-27 01:00 | 2.8 | 2026-07-27 | 1 | Monday | 0.5 | 1.4
2026-07-27 01:30 | 2.6 | 2026-07-27 | 1.5 | Monday | 0.5 | 1.3
2026-07-27 02:00 | 2.7 | 2026-07-27 | 2 | Monday | 0.5 | 1.35
2026-07-27 02:30 | 1.8 | 2026-07-27 | 2.5 | Monday | 0.5 | 0.9
2026-07-27 03:00 | 2.6 | 2026-07-27 | 3 | Monday | 0.5 | 1.3
2026-07-27 03:30 | 1.8 | 2026-07-27 | 3.5 | Monday | 0.5 | 0.9
2026-07-27 04:00 | 2.7 | 2026-07-27 | 4 | Monday | 0.5 | 1.35
2026-07-27 04:30 | 1.8 | 2026-07-27 | 4.5 | Monday | 0.5 | 0.9
2026-07-27 05:00 | 2.2 | 2026-07-27 | 5 | Monday | 0.5 | 1.1
2026-07-27 05:30 | 2.4 | 2026-07-27 | 5.5 | Monday | 0.5 | 1.2
2026-07-27 06:00 | 5.9 | 2026-07-27 | 6 | Monday | 0.5 | 2.95
2026-07-27 06:30 | 5.4 | 2026-07-27 | 6.5 | Monday | 0.5 | 2.7
2026-07-27 07:00 | 7.2 | 2026-07-27 | 7 | Monday | 0.5 | 3.6
2026-07-27 07:30 | 7.5 | 2026-07-27 | 7.5 | Monday | 0.5 | 3.75
2026-07-27 08:00 | 17.2 | 2026-07-27 | 8 | Monday | 0.5 | 8.6
2026-07-27 08:30 | 15.2 | 2026-07-27 | 8.5 | Monday | 0.5 | 7.6
2026-07-27 09:00 | 17.5 | 2026-07-27 | 9 | Monday | 0.5 | 8.75
2026-07-27 09:30 | 18.7 | 2026-07-27 | 9.5 | Monday | 0.5 | 9.35
2026-07-27 10:00 | 21.7 | 2026-07-27 | 10 | Monday | 0.5 | 10.85
2026-07-27 10:30 | 18.2 | 2026-07-27 | 10.5 | Monday | 0.5 | 9.1
2026-07-27 11:00 | 12.3 | 2026-07-27 | 11 | Monday | 0.5 | 6.15
2026-07-27 11:30 | 14.1 | 2026-07-27 | 11.5 | Monday | 0.5 | 7.05
2026-07-27 12:00 | 24.1 | 2026-07-27 | 12 | Monday | 0.5 | 12.05
2026-07-27 12:30 | 29.1 | 2026-07-27 | 12.5 | Monday | 0.5 | 14.55
2026-07-27 13:00 | 18 | 2026-07-27 | 13 | Monday | 0.5 | 9
2026-07-27 13:30 | 27.6 | 2026-07-27 | 13.5 | Monday | 0.5 | 13.8
2026-07-27 14:00 | 20.9 | 2026-07-27 | 14 | Monday | 0.5 | 10.45
2026-07-27 14:30 | 20.4 | 2026-07-27 | 14.5 | Monday | 0.5 | 10.2
2026-07-27 15:00 | 32.8 | 2026-07-27 | 15 | Monday | 0.5 | 16.4
2026-07-27 15:30 | 27.9 | 2026-07-27 | 15.5 | Monday | 0.5 | 13.95
2026-07-27 16:00 | 14.3 | 2026-07-27 | 16 | Monday | 0.5 | 7.15
2026-07-27 16:30 | 17.7 | 2026-07-27 | 16.5 | Monday | 0.5 | 8.85
2026-07-27 17:00 | 10.6 | 2026-07-27 | 17 | Monday | 0.5 | 5.3
2026-07-27 17:30 | 19.3 | 2026-07-27 | 17.5 | Monday | 0.5 | 9.65
2026-07-27 18:00 | 16.1 | 2026-07-27 | 18 | Monday | 0.5 | 8.05
2026-07-27 18:30 | 17.3 | 2026-07-27 | 18.5 | Monday | 0.5 | 8.65
2026-07-27 19:00 | 3.8 | 2026-07-27 | 19 | Monday | 0.5 | 1.9
2026-07-27 19:30 | 4.2 | 2026-07-27 | 19.5 | Monday | 0.5 | 2.1
2026-07-27 20:00 | 7.9 | 2026-07-27 | 20 | Monday | 0.5 | 3.95
2026-07-27 20:30 | 3.7 | 2026-07-27 | 20.5 | Monday | 0.5 | 1.85
2026-07-27 21:00 | 3.9 | 2026-07-27 | 21 | Monday | 0.5 | 1.95
2026-07-27 21:30 | 3.5 | 2026-07-27 | 21.5 | Monday | 0.5 | 1.75
2026-07-27 22:00 | 3.6 | 2026-07-27 | 22 | Monday | 0.5 | 1.8
2026-07-27 22:30 | 4.5 | 2026-07-27 | 22.5 | Monday | 0.5 | 2.25
2026-07-27 23:00 | 5.8 | 2026-07-27 | 23 | Monday | 0.5 | 2.9
2026-07-27 23:30 | 3.6 | 2026-07-27 | 23.5 | Monday | 0.5 | 1.8
2026-07-28 | 2.4 | 2026-07-28 | 0 | Tuesday | 0.5 | 1.2
2026-07-28 00:30 | 2.4 | 2026-07-28 | 0.5 | Tuesday | 0.5 | 1.2
2026-07-28 01:00 | 2.7 | 2026-07-28 | 1 | Tuesday | 0.5 | 1.35
2026-07-28 01:30 | 2.9 | 2026-07-28 | 1.5 | Tuesday | 0.5 | 1.45
2026-07-28 02:00 | 2 | 2026-07-28 | 2 | Tuesday | 0.5 | 1
2026-07-28 02:30 | 2.7 | 2026-07-28 | 2.5 | Tuesday | 0.5 | 1.35
2026-07-28 03:00 | 2.9 | 2026-07-28 | 3 | Tuesday | 0.5 | 1.45
2026-07-28 03:30 | 2.6 | 2026-07-28 | 3.5 | Tuesday | 0.5 | 1.3
2026-07-28 04:00 | 2.2 | 2026-07-28 | 4 | Tuesday | 0.5 | 1.1
2026-07-28 04:30 | 2.3 | 2026-07-28 | 4.5 | Tuesday | 0.5 | 1.15
2026-07-28 05:00 | 1.9 | 2026-07-28 | 5 | Tuesday | 0.5 | 0.95
2026-07-28 05:30 | 2 | 2026-07-28 | 5.5 | Tuesday | 0.5 | 1
2026-07-28 06:00 | 6.3 | 2026-07-28 | 6 | Tuesday | 0.5 | 3.15
2026-07-28 06:30 | 5.8 | 2026-07-28 | 6.5 | Tuesday | 0.5 | 2.9
2026-07-28 07:00 | 6.2 | 2026-07-28 | 7 | Tuesday | 0.5 | 3.1
2026-07-28 07:30 | 6.9 | 2026-07-28 | 7.5 | Tuesday | 0.5 | 3.45
2026-07-28 08:00 | 15.8 | 2026-07-28 | 8 | Tuesday | 0.5 | 7.9
2026-07-28 08:30 | 20.2 | 2026-07-28 | 8.5 | Tuesday | 0.5 | 10.1
2026-07-28 09:00 | 18.1 | 2026-07-28 | 9 | Tuesday | 0.5 | 9.05
2026-07-28 09:30 | 12.9 | 2026-07-28 | 9.5 | Tuesday | 0.5 | 6.45
2026-07-28 10:00 | 16 | 2026-07-28 | 10 | Tuesday | 0.5 | 8
2026-07-28 10:30 | 19.1 | 2026-07-28 | 10.5 | Tuesday | 0.5 | 9.55
2026-07-28 11:00 | 13.5 | 2026-07-28 | 11 | Tuesday | 0.5 | 6.75
2026-07-28 11:30 | 19.6 | 2026-07-28 | 11.5 | Tuesday | 0.5 | 9.8
2026-07-28 12:00 | 24.4 | 2026-07-28 | 12 | Tuesday | 0.5 | 12.2
2026-07-28 12:30 | 34.7 | 2026-07-28 | 12.5 | Tuesday | 0.5 | 17.35
2026-07-28 13:00 | 26.8 | 2026-07-28 | 13 | Tuesday | 0.5 | 13.4
2026-07-28 13:30 | 30.6 | 2026-07-28 | 13.5 | Tuesday | 0.5 | 15.3
2026-07-28 14:00 | 26 | 2026-07-28 | 14 | Tuesday | 0.5 | 13
2026-07-28 14:30 | 22.3 | 2026-07-28 | 14.5 | Tuesday | 0.5 | 11.15
2026-07-28 15:00 | 34.2 | 2026-07-28 | 15 | Tuesday | 0.5 | 17.1
2026-07-28 15:30 | 21 | 2026-07-28 | 15.5 | Tuesday | 0.5 | 10.5
2026-07-28 16:00 | 16 | 2026-07-28 | 16 | Tuesday | 0.5 | 8
2026-07-28 16:30 | 19.6 | 2026-07-28 | 16.5 | Tuesday | 0.5 | 9.8
2026-07-28 17:00 | 13.3 | 2026-07-28 | 17 | Tuesday | 0.5 | 6.65
2026-07-28 17:30 | 11.1 | 2026-07-28 | 17.5 | Tuesday | 0.5 | 5.55
2026-07-28 18:00 | 18 | 2026-07-28 | 18 | Tuesday | 0.5 | 9
2026-07-28 18:30 | 14 | 2026-07-28 | 18.5 | Tuesday | 0.5 | 7
2026-07-28 19:00 | 4.8 | 2026-07-28 | 19 | Tuesday | 0.5 | 2.4
2026-07-28 19:30 | 4.5 | 2026-07-28 | 19.5 | Tuesday | 0.5 | 2.25
2026-07-28 20:00 | 5.8 | 2026-07-28 | 20 | Tuesday | 0.5 | 2.9
2026-07-28 20:30 | 7.6 | 2026-07-28 | 20.5 | Tuesday | 0.5 | 3.8
2026-07-28 21:00 | 7 | 2026-07-28 | 21 | Tuesday | 0.5 | 3.5
2026-07-28 21:30 | 3.7 | 2026-07-28 | 21.5 | Tuesday | 0.5 | 1.85
2026-07-28 22:00 | 3.2 | 2026-07-28 | 22 | Tuesday | 0.5 | 1.6
2026-07-28 22:30 | 4.6 | 2026-07-28 | 22.5 | Tuesday | 0.5 | 2.3
2026-07-28 23:00 | 5.9 | 2026-07-28 | 23 | Tuesday | 0.5 | 2.95
2026-07-28 23:30 | 6.2 | 2026-07-28 | 23.5 | Tuesday | 0.5 | 3.1
2026-07-29 | 1.9 | 2026-07-29 | 0 | Wednesday | 0.5 | 0.95
2026-07-29 00:30 | 2.9 | 2026-07-29 | 0.5 | Wednesday | 0.5 | 1.45
2026-07-29 01:00 | 2.8 | 2026-07-29 | 1 | Wednesday | 0.5 | 1.4
2026-07-29 01:30 | 2.6 | 2026-07-29 | 1.5 | Wednesday | 0.5 | 1.3
2026-07-29 02:00 | 2.3 | 2026-07-29 | 2 | Wednesday | 0.5 | 1.15
2026-07-29 02:30 | 2.7 | 2026-07-29 | 2.5 | Wednesday | 0.5 | 1.35
2026-07-29 03:00 | 2.4 | 2026-07-29 | 3 | Wednesday | 0.5 | 1.2
2026-07-29 03:30 | 2.5 | 2026-07-29 | 3.5 | Wednesday | 0.5 | 1.25
2026-07-29 04:00 | 3 | 2026-07-29 | 4 | Wednesday | 0.5 | 1.5
2026-07-29 04:30 | 2.8 | 2026-07-29 | 4.5 | Wednesday | 0.5 | 1.4
2026-07-29 05:00 | 2 | 2026-07-29 | 5 | Wednesday | 0.5 | 1
2026-07-29 05:30 | 3 | 2026-07-29 | 5.5 | Wednesday | 0.5 | 1.5
2026-07-29 06:00 | 4.6 | 2026-07-29 | 6 | Wednesday | 0.5 | 2.3
2026-07-29 06:30 | 5.6 | 2026-07-29 | 6.5 | Wednesday | 0.5 | 2.8
2026-07-29 07:00 | 5.4 | 2026-07-29 | 7 | Wednesday | 0.5 | 2.7
2026-07-29 07:30 | 6.1 | 2026-07-29 | 7.5 | Wednesday | 0.5 | 3.05
2026-07-29 08:00 | 21.7 | 2026-07-29 | 8 | Wednesday | 0.5 | 10.85
2026-07-29 08:30 | 18.3 | 2026-07-29 | 8.5 | Wednesday | 0.5 | 9.15
2026-07-29 09:00 | 13.3 | 2026-07-29 | 9 | Wednesday | 0.5 | 6.65
2026-07-29 09:30 | 20.2 | 2026-07-29 | 9.5 | Wednesday | 0.5 | 10.1
2026-07-29 10:00 | 14 | 2026-07-29 | 10 | Wednesday | 0.5 | 7
2026-07-29 10:30 | 21.4 | 2026-07-29 | 10.5 | Wednesday | 0.5 | 10.7
2026-07-29 11:00 | 16.8 | 2026-07-29 | 11 | Wednesday | 0.5 | 8.4
2026-07-29 11:30 | 21.6 | 2026-07-29 | 11.5 | Wednesday | 0.5 | 10.8
2026-07-29 12:00 | 20.4 | 2026-07-29 | 12 | Wednesday | 0.5 | 10.2
2026-07-29 12:30 | 30.7 | 2026-07-29 | 12.5 | Wednesday | 0.5 | 15.35
2026-07-29 13:00 | 31 | 2026-07-29 | 13 | Wednesday | 0.5 | 15.5
2026-07-29 13:30 | 33.1 | 2026-07-29 | 13.5 | Wednesday | 0.5 | 16.55
2026-07-29 14:00 | 19.2 | 2026-07-29 | 14 | Wednesday | 0.5 | 9.6
2026-07-29 14:30 | 18 | 2026-07-29 | 14.5 | Wednesday | 0.5 | 9
2026-07-29 15:00 | 24.2 | 2026-07-29 | 15 | Wednesday | 0.5 | 12.1
2026-07-29 15:30 | 25.3 | 2026-07-29 | 15.5 | Wednesday | 0.5 | 12.65
2026-07-29 16:00 | 19.8 | 2026-07-29 | 16 | Wednesday | 0.5 | 9.9
2026-07-29 16:30 | 19.6 | 2026-07-29 | 16.5 | Wednesday | 0.5 | 9.8
2026-07-29 17:00 | 13.6 | 2026-07-29 | 17 | Wednesday | 0.5 | 6.8
2026-07-29 17:30 | 18.1 | 2026-07-29 | 17.5 | Wednesday | 0.5 | 9.05
2026-07-29 18:00 | 17.7 | 2026-07-29 | 18 | Wednesday | 0.5 | 8.85
2026-07-29 18:30 | 13.8 | 2026-07-29 | 18.5 | Wednesday | 0.5 | 6.9
2026-07-29 19:00 | 7.8 | 2026-07-29 | 19 | Wednesday | 0.5 | 3.9
2026-07-29 19:30 | 3 | 2026-07-29 | 19.5 | Wednesday | 0.5 | 1.5
2026-07-29 20:00 | 7.5 | 2026-07-29 | 20 | Wednesday | 0.5 | 3.75
2026-07-29 20:30 | 3.9 | 2026-07-29 | 20.5 | Wednesday | 0.5 | 1.95
2026-07-29 21:00 | 6.1 | 2026-07-29 | 21 | Wednesday | 0.5 | 3.05
2026-07-29 21:30 | 5.4 | 2026-07-29 | 21.5 | Wednesday | 0.5 | 2.7
2026-07-29 22:00 | 4.2 | 2026-07-29 | 22 | Wednesday | 0.5 | 2.1
2026-07-29 22:30 | 3.1 | 2026-07-29 | 22.5 | Wednesday | 0.5 | 1.55
2026-07-29 23:00 | 7 | 2026-07-29 | 23 | Wednesday | 0.5 | 3.5
2026-07-29 23:30 | 4 | 2026-07-29 | 23.5 | Wednesday | 0.5 | 2
2026-07-30 | 2.5 | 2026-07-30 | 0 | Thursday | 0.5 | 1.25
2026-07-30 00:30 | 1.9 | 2026-07-30 | 0.5 | Thursday | 0.5 | 0.95
2026-07-30 01:00 | 2 | 2026-07-30 | 1 | Thursday | 0.5 | 1
2026-07-30 01:30 | 2.5 | 2026-07-30 | 1.5 | Thursday | 0.5 | 1.25
2026-07-30 02:00 | 3 | 2026-07-30 | 2 | Thursday | 0.5 | 1.5
2026-07-30 02:30 | 2.2 | 2026-07-30 | 2.5 | Thursday | 0.5 | 1.1
2026-07-30 03:00 | 1.8 | 2026-07-30 | 3 | Thursday | 0.5 | 0.9
2026-07-30 03:30 | 2.8 | 2026-07-30 | 3.5 | Thursday | 0.5 | 1.4
2026-07-30 04:00 | 2.1 | 2026-07-30 | 4 | Thursday | 0.5 | 1.05
2026-07-30 04:30 | 2.2 | 2026-07-30 | 4.5 | Thursday | 0.5 | 1.1
2026-07-30 05:00 | 2.6 | 2026-07-30 | 5 | Thursday | 0.5 | 1.3
2026-07-30 05:30 | 2.7 | 2026-07-30 | 5.5 | Thursday | 0.5 | 1.35
2026-07-30 06:00 | 6.8 | 2026-07-30 | 6 | Thursday | 0.5 | 3.4
2026-07-30 06:30 | 5.7 | 2026-07-30 | 6.5 | Thursday | 0.5 | 2.85
2026-07-30 07:00 | 7.5 | 2026-07-30 | 7 | Thursday | 0.5 | 3.75
2026-07-30 07:30 | 4 | 2026-07-30 | 7.5 | Thursday | 0.5 | 2
2026-07-30 08:00 | 19.5 | 2026-07-30 | 8 | Thursday | 0.5 | 9.75
2026-07-30 08:30 | 14.1 | 2026-07-30 | 8.5 | Thursday | 0.5 | 7.05
2026-07-30 09:00 | 16.5 | 2026-07-30 | 9 | Thursday | 0.5 | 8.25
2026-07-30 09:30 | 17.1 | 2026-07-30 | 9.5 | Thursday | 0.5 | 8.55
2026-07-30 10:00 | 21.4 | 2026-07-30 | 10 | Thursday | 0.5 | 10.7
2026-07-30 10:30 | 16.9 | 2026-07-30 | 10.5 | Thursday | 0.5 | 8.45
2026-07-30 11:00 | 13.1 | 2026-07-30 | 11 | Thursday | 0.5 | 6.55
2026-07-30 11:30 | 17.2 | 2026-07-30 | 11.5 | Thursday | 0.5 | 8.6
2026-07-30 12:00 | 19.7 | 2026-07-30 | 12 | Thursday | 0.5 | 9.85
2026-07-30 12:30 | 33.5 | 2026-07-30 | 12.5 | Thursday | 0.5 | 16.75
2026-07-30 13:00 | 31.3 | 2026-07-30 | 13 | Thursday | 0.5 | 15.65
2026-07-30 13:30 | 33.7 | 2026-07-30 | 13.5 | Thursday | 0.5 | 16.85
2026-07-30 14:00 | 19.3 | 2026-07-30 | 14 | Thursday | 0.5 | 9.65
2026-07-30 14:30 | 26.5 | 2026-07-30 | 14.5 | Thursday | 0.5 | 13.25
2026-07-30 15:00 | 19.8 | 2026-07-30 | 15 | Thursday | 0.5 | 9.9
2026-07-30 15:30 | 28.2 | 2026-07-30 | 15.5 | Thursday | 0.5 | 14.1
2026-07-30 16:00 | 12.4 | 2026-07-30 | 16 | Thursday | 0.5 | 6.2
2026-07-30 16:30 | 17.6 | 2026-07-30 | 16.5 | Thursday | 0.5 | 8.8
2026-07-30 17:00 | 12.7 | 2026-07-30 | 17 | Thursday | 0.5 | 6.35
2026-07-30 17:30 | 18 | 2026-07-30 | 17.5 | Thursday | 0.5 | 9
2026-07-30 18:00 | 10.5 | 2026-07-30 | 18 | Thursday | 0.5 | 5.25
2026-07-30 18:30 | 14.6 | 2026-07-30 | 18.5 | Thursday | 0.5 | 7.3
2026-07-30 19:00 | 4.2 | 2026-07-30 | 19 | Thursday | 0.5 | 2.1
2026-07-30 19:30 | 3.5 | 2026-07-30 | 19.5 | Thursday | 0.5 | 1.75
2026-07-30 20:00 | 6.7 | 2026-07-30 | 20 | Thursday | 0.5 | 3.35
2026-07-30 20:30 | 3.2 | 2026-07-30 | 20.5 | Thursday | 0.5 | 1.6
2026-07-30 21:00 | 3.4 | 2026-07-30 | 21 | Thursday | 0.5 | 1.7
2026-07-30 21:30 | 4.5 | 2026-07-30 | 21.5 | Thursday | 0.5 | 2.25
2026-07-30 22:00 | 5.6 | 2026-07-30 | 22 | Thursday | 0.5 | 2.8
2026-07-30 22:30 | 3 | 2026-07-30 | 22.5 | Thursday | 0.5 | 1.5
2026-07-30 23:00 | 6 | 2026-07-30 | 23 | Thursday | 0.5 | 3
2026-07-30 23:30 | 3.6 | 2026-07-30 | 23.5 | Thursday | 0.5 | 1.8
Formulas:
Date/Time = [Date/Time, row above]+TIME(0,30,0)
Date = INT([Date/Time])

## Daily Summary
Date | Daily_Energy_kWh | Peak_Demand_kW | Average_Demand_kW | Min_Demand_kW | Load_Factor | Daily_Cost
2026-07-01 | 276.3 | 33.3 | 11.5125 | 1.8 | 0.34572 | 78.564
2026-07-02 | 264.4 | 31.5 | 11.0167 | 1.8 | 0.34974 | 75.232
2026-07-03 | 271.6 | 34.3 | 11.3167 | 1.8 | 0.32993 | 77.248
2026-07-04 | 261.35 | 31.7 | 10.8896 | 2 | 0.34352 | 74.378
2026-07-05 | 271.3 | 34.9 | 11.3042 | 1.8 | 0.3239 | 77.164
2026-07-06 | 261.65 | 34.7 | 10.9021 | 1.8 | 0.31418 | 74.462
2026-07-07 | 269.6 | 33.9 | 11.2333 | 1.8 | 0.33137 | 76.688
2026-07-08 | 282.4 | 34.1 | 11.7667 | 1.8 | 0.34506 | 80.272
2026-07-09 | 284.55 | 34.4 | 11.8563 | 1.9 | 0.34466 | 80.874
2026-07-10 | 278.95 | 34.1 | 11.6229 | 1.8 | 0.34085 | 79.306
2026-07-11 | 278.1 | 34.1 | 11.5875 | 1.8 | 0.33981 | 79.068
2026-07-12 | 266.75 | 30.5 | 11.1146 | 1.8 | 0.36441 | 75.89
2026-07-13 | 270.45 | 34.9 | 11.2688 | 2 | 0.32289 | 76.926
2026-07-14 | 279.5 | 34.1 | 11.6458 | 1.9 | 0.34152 | 79.46
2026-07-15 | 270.7 | 34.6 | 11.2792 | 1.9 | 0.32599 | 76.996
2026-07-16 | 270.2 | 34.9 | 11.2583 | 1.8 | 0.32259 | 76.856
2026-07-17 | 257.25 | 30.5 | 10.7188 | 1.8 | 0.35143 | 73.23
2026-07-18 | 268.45 | 31.7 | 11.1854 | 1.8 | 0.35285 | 76.366
2026-07-19 | 262.3 | 29.9 | 10.9292 | 1.9 | 0.36552 | 74.644
2026-07-20 | 271.9 | 33.9 | 11.3292 | 1.9 | 0.33419 | 77.332
2026-07-21 | 263.15 | 32.2 | 10.9646 | 2 | 0.34052 | 74.882
2026-07-22 | 258.6 | 31.6 | 10.775 | 1.9 | 0.34098 | 73.608
2026-07-23 | 285.3 | 33.2 | 11.8875 | 1.8 | 0.35806 | 81.084
2026-07-24 | 268.8 | 34.2 | 11.2 | 1.8 | 0.32749 | 76.464
2026-07-25 | 264.15 | 33.7 | 11.0062 | 2 | 0.32659 | 75.162
2026-07-26 | 287.7 | 33.2 | 11.9875 | 1.8 | 0.36107 | 81.756
2026-07-27 | 264.25 | 32.8 | 11.0104 | 1.8 | 0.33568 | 75.19
2026-07-28 | 277.35 | 34.7 | 11.5563 | 1.9 | 0.33303 | 78.858
2026-07-29 | 278.2 | 33.1 | 11.5917 | 1.9 | 0.3502 | 79.096
2026-07-30 | 264.8 | 33.7 | 11.0333 | 1.8 | 0.3274 | 75.344

## Summary_Calcs
Metric | Value | Unit
Total Energy used | 8130 | kWh
Maximum demand | 34.9 | kW
Average demand | 11.2917 | kW
Minimum demand | 1.8 | kW
Load factor | 0.32354 | %
Number of days | 30 | days
Energy cost | 2276.4 | $
Demand cost | 418.8 | $
Supply charge | 36 | $
Total estimated bill | 2731.2 | $
Estimated emissions | 5691 | kg CO2
Average overnight base load | 2.3872 | kW
Monthly base load energy | 429.7 | kWh
Monthly base load cost | 120.316 | $

## Solar_Analysis
Date/Time | Building_Demand_Kw | Solar_Generation_Kw | Net_Grid_Demand_kW | Solar_Self_Consumed_kWh | Export_kWh | Grid_Import_kWh | Metric | Value | Unit | Solar Energy Type | kWh
2026-07-01 | 2.2 | 0 | 2.2 | 0 | 0 | 1.1 | Total solar generation | 6865.6733 | kWh | Self-consumed | 5581.3491
2026-07-01 00:30 | 2.1 | 0 | 2.1 | 0 | 0 | 1.05 | Solar self-consumed | 5581.3491 | kWh | Exported | 1284.3241
2026-07-01 01:00 | 1.9 | 0 | 1.9 | 0 | 0 | 0.95 | Exported energy | 1284.3241 | kWh
2026-07-01 01:30 | 2.5 | 0 | 2.5 | 0 | 0 | 1.25 | Grid import after solar | 2548.6509 | kWh | Scenario | Energy (kWh)
2026-07-01 02:00 | 2.1 | 0 | 2.1 | 0 | 0 | 1.05 | Self-consumption ratio | 0.81294 | % | Original Building Demand | 8130
2026-07-01 02:30 | 2.9 | 0 | 2.9 | 0 | 0 | 1.45 | Solar savings | 1562.7778 | $ | Grid Import After Solar | 2548.6509
2026-07-01 03:00 | 2.6 | 0 | 2.6 | 0 | 0 | 1.3 | Export revenue | 64.2162 | $
2026-07-01 03:30 | 1.9 | 0 | 1.9 | 0 | 0 | 0.95 | New energy cost | 713.6222 | $
2026-07-01 04:00 | 2.8 | 0 | 2.8 | 0 | 0 | 1.4 | Total monthly solar benefit | 1626.994 | $
2026-07-01 04:30 | 1.9 | 0 | 1.9 | 0 | 0 | 0.95 | Solar system estimated cost | 36000 | $
2026-07-01 05:00 | 2.6 | 0 | 2.6 | 0 | 0 | 1.3 | Simple payback | 1.8439 | years
2026-07-01 05:30 | 1.8 | 0 | 1.8 | 0 | 0 | 0.9
2026-07-01 06:00 | 7.7 | 0 | 7.7 | 0 | 0 | 3.85
2026-07-01 06:30 | 6 | 3.9158 | 2.0842 | 1.9579 | 0 | 1.0421
2026-07-01 07:00 | 6.5 | 7.7646 | -1.2646 | 3.25 | 0.63229 | 0
2026-07-01 07:30 | 4.2 | 11.4805 | -7.2805 | 2.1 | 3.6403 | 0
2026-07-01 08:00 | 13.5 | 15 | -1.5 | 6.75 | 0.75 | 0
2026-07-01 08:30 | 13 | 18.2628 | -5.2628 | 6.5 | 2.6314 | 0
2026-07-01 09:00 | 21 | 21.2132 | -0.2132 | 10.5 | 0.1066 | 0
2026-07-01 09:30 | 14.8 | 23.8006 | -9.0006 | 7.4 | 4.5003 | 0
2026-07-01 10:00 | 14.2 | 25.9808 | -11.7808 | 7.1 | 5.8904 | 0
2026-07-01 10:30 | 13.5 | 27.7164 | -14.2164 | 6.75 | 7.1082 | 0
2026-07-01 11:00 | 21.9 | 28.9778 | -7.0778 | 10.95 | 3.5389 | 0
2026-07-01 11:30 | 18.5 | 29.7433 | -11.2433 | 9.25 | 5.6217 | 0
2026-07-01 12:00 | 19.6 | 30 | -10.4 | 9.8 | 5.2 | 0
2026-07-01 12:30 | 29.6 | 29.7433 | -0.14335 | 14.8 | 0.071673 | 0
2026-07-01 13:00 | 33.3 | 28.9778 | 4.3222 | 14.4889 | 0 | 2.1611
2026-07-01 13:30 | 32.2 | 27.7164 | 4.4836 | 13.8582 | 0 | 2.2418
2026-07-01 14:00 | 21.1 | 25.9808 | -4.8808 | 10.55 | 2.4404 | 0
2026-07-01 14:30 | 22.7 | 23.8006 | -1.1006 | 11.35 | 0.5503 | 0
2026-07-01 15:00 | 23.7 | 21.2132 | 2.4868 | 10.6066 | 0 | 1.2434
2026-07-01 15:30 | 32.9 | 18.2628 | 14.6372 | 9.1314 | 0 | 7.3186
2026-07-01 16:00 | 20 | 15 | 5 | 7.5 | 0 | 2.5
2026-07-01 16:30 | 17.2 | 11.4805 | 5.7195 | 5.7403 | 0 | 2.8597
2026-07-01 17:00 | 19.1 | 7.7646 | 11.3354 | 3.8823 | 0 | 5.6677
2026-07-01 17:30 | 18.6 | 3.9158 | 14.6842 | 1.9579 | 0 | 7.3421
2026-07-01 18:00 | 17.9 | 3.6754e-15 | 17.9 | 1.8377e-15 | 0 | 8.95
2026-07-01 18:30 | 13.2 | 0 | 13.2 | 0 | 0 | 6.6
2026-07-01 19:00 | 6.5 | 0 | 6.5 | 0 | 0 | 3.25
2026-07-01 19:30 | 3.3 | 0 | 3.3 | 0 | 0 | 1.65
2026-07-01 20:00 | 5.5 | 0 | 5.5 | 0 | 0 | 2.75
2026-07-01 20:30 | 6 | 0 | 6 | 0 | 0 | 3
2026-07-01 21:00 | 4 | 0 | 4 | 0 | 0 | 2
2026-07-01 21:30 | 4.4 | 0 | 4.4 | 0 | 0 | 2.2
2026-07-01 22:00 | 6.5 | 0 | 6.5 | 0 | 0 | 3.25
2026-07-01 22:30 | 3.1 | 0 | 3.1 | 0 | 0 | 1.55
2026-07-01 23:00 | 6 | 0 | 6 | 0 | 0 | 3
2026-07-01 23:30 | 4.1 | 0 | 4.1 | 0 | 0 | 2.05
2026-07-02 | 2.7 | 0 | 2.7 | 0 | 0 | 1.35
2026-07-02 00:30 | 1.9 | 0 | 1.9 | 0 | 0 | 0.95
2026-07-02 01:00 | 2 | 0 | 2 | 0 | 0 | 1
2026-07-02 01:30 | 2.2 | 0 | 2.2 | 0 | 0 | 1.1
2026-07-02 02:00 | 1.9 | 0 | 1.9 | 0 | 0 | 0.95
2026-07-02 02:30 | 2.5 | 0 | 2.5 | 0 | 0 | 1.25
2026-07-02 03:00 | 2 | 0 | 2 | 0 | 0 | 1
2026-07-02 03:30 | 1.8 | 0 | 1.8 | 0 | 0 | 0.9
2026-07-02 04:00 | 1.9 | 0 | 1.9 | 0 | 0 | 0.95
2026-07-02 04:30 | 2.5 | 0 | 2.5 | 0 | 0 | 1.25
2026-07-02 05:00 | 1.8 | 0 | 1.8 | 0 | 0 | 0.9
2026-07-02 05:30 | 2.3 | 0 | 2.3 | 0 | 0 | 1.15
2026-07-02 06:00 | 7.5 | 0 | 7.5 | 0 | 0 | 3.75
2026-07-02 06:30 | 7.9 | 3.9158 | 3.9842 | 1.9579 | 0 | 1.9921
2026-07-02 07:00 | 7 | 7.7646 | -0.76457 | 3.5 | 0.38229 | 0
2026-07-02 07:30 | 6.7 | 11.4805 | -4.7805 | 3.35 | 2.3903 | 0
2026-07-02 08:00 | 19.1 | 15 | 4.1 | 7.5 | 0 | 2.05
2026-07-02 08:30 | 14.2 | 18.2628 | -4.0628 | 7.1 | 2.0314 | 0
2026-07-02 09:00 | 21.5 | 21.2132 | 0.2868 | 10.6066 | 0 | 0.1434
2026-07-02 09:30 | 15.1 | 23.8006 | -8.7006 | 7.55 | 4.3503 | 0
2026-07-02 10:00 | 15.5 | 25.9808 | -10.4808 | 7.75 | 5.2404 | 0
2026-07-02 10:30 | 14.5 | 27.7164 | -13.2164 | 7.25 | 6.6082 | 0
2026-07-02 11:00 | 19.7 | 28.9778 | -9.2778 | 9.85 | 4.6389 | 0
2026-07-02 11:30 | 15.3 | 29.7433 | -14.4433 | 7.65 | 7.2217 | 0
2026-07-02 12:00 | 31.5 | 30 | 1.5 | 15 | 0 | 0.75
2026-07-02 12:30 | 25.6 | 29.7433 | -4.1433 | 12.8 | 2.0717 | 0
2026-07-02 13:00 | 30.6 | 28.9778 | 1.6222 | 14.4889 | 0 | 0.81111
2026-07-02 13:30 | 20.3 | 27.7164 | -7.4164 | 10.15 | 3.7082 | 0
2026-07-02 14:00 | 18.8 | 25.9808 | -7.1808 | 9.4 | 3.5904 | 0
2026-07-02 14:30 | 21.5 | 23.8006 | -2.3006 | 10.75 | 1.1503 | 0
2026-07-02 15:00 | 25.9 | 21.2132 | 4.6868 | 10.6066 | 0 | 2.3434
2026-07-02 15:30 | 30.1 | 18.2628 | 11.8372 | 9.1314 | 0 | 5.9186
2026-07-02 16:00 | 15.9 | 15 | 0.9 | 7.5 | 0 | 0.45
2026-07-02 16:30 | 19.9 | 11.4805 | 8.4195 | 5.7403 | 0 | 4.2097
2026-07-02 17:00 | 11.4 | 7.7646 | 3.6354 | 3.8823 | 0 | 1.8177
2026-07-02 17:30 | 10 | 3.9158 | 6.0842 | 1.9579 | 0 | 3.0421
2026-07-02 18:00 | 15.4 | 3.6754e-15 | 15.4 | 1.8377e-15 | 0 | 7.7
2026-07-02 18:30 | 10.9 | 0 | 10.9 | 0 | 0 | 5.45
2026-07-02 19:00 | 3.2 | 0 | 3.2 | 0 | 0 | 1.6
2026-07-02 19:30 | 5.9 | 0 | 5.9 | 0 | 0 | 2.95
2026-07-02 20:00 | 4.4 | 0 | 4.4 | 0 | 0 | 2.2
2026-07-02 20:30 | 5.4 | 0 | 5.4 | 0 | 0 | 2.7
2026-07-02 21:00 | 3.2 | 0 | 3.2 | 0 | 0 | 1.6
2026-07-02 21:30 | 7.5 | 0 | 7.5 | 0 | 0 | 3.75
2026-07-02 22:00 | 3.8 | 0 | 3.8 | 0 | 0 | 1.9
2026-07-02 22:30 | 7.4 | 0 | 7.4 | 0 | 0 | 3.7
2026-07-02 23:00 | 7.4 | 0 | 7.4 | 0 | 0 | 3.7
2026-07-02 23:30 | 3.3 | 0 | 3.3 | 0 | 0 | 1.65
2026-07-03 | 2.1 | 0 | 2.1 | 0 | 0 | 1.05
2026-07-03 00:30 | 2.2 | 0 | 2.2 | 0 | 0 | 1.1
2026-07-03 01:00 | 2.8 | 0 | 2.8 | 0 | 0 | 1.4
2026-07-03 01:30 | 2.8 | 0 | 2.8 | 0 | 0 | 1.4
2026-07-03 02:00 | 2.6 | 0 | 2.6 | 0 | 0 | 1.3
2026-07-03 02:30 | 1.8 | 0 | 1.8 | 0 | 0 | 0.9
2026-07-03 03:00 | 2.6 | 0 | 2.6 | 0 | 0 | 1.3
2026-07-03 03:30 | 2.1 | 0 | 2.1 | 0 | 0 | 1.05
2026-07-03 04:00 | 2.3 | 0 | 2.3 | 0 | 0 | 1.15
2026-07-03 04:30 | 2.2 | 0 | 2.2 | 0 | 0 | 1.1
2026-07-03 05:00 | 1.9 | 0 | 1.9 | 0 | 0 | 0.95
2026-07-03 05:30 | 2.8 | 0 | 2.8 | 0 | 0 | 1.4
2026-07-03 06:00 | 5.5 | 0 | 5.5 | 0 | 0 | 2.75
2026-07-03 06:30 | 6.2 | 3.9158 | 2.2842 | 1.9579 | 0 | 1.1421
2026-07-03 07:00 | 6.7 | 7.7646 | -1.0646 | 3.35 | 0.53229 | 0
2026-07-03 07:30 | 4.2 | 11.4805 | -7.2805 | 2.1 | 3.6403 | 0
2026-07-03 08:00 | 16.4 | 15 | 1.4 | 7.5 | 0 | 0.7
2026-07-03 08:30 | 12.4 | 18.2628 | -5.8628 | 6.2 | 2.9314 | 0
2026-07-03 09:00 | 12.5 | 21.2132 | -8.7132 | 6.25 | 4.3566 | 0
2026-07-03 09:30 | 15.6 | 23.8006 | -8.2006 | 7.8 | 4.1003 | 0
2026-07-03 10:00 | 15.3 | 25.9808 | -10.6808 | 7.65 | 5.3404 | 0
2026-07-03 10:30 | 12.7 | 27.7164 | -15.0164 | 6.35 | 7.5082 | 0
2026-07-03 11:00 | 18.6 | 28.9778 | -10.3778 | 9.3 | 5.1889 | 0
2026-07-03 11:30 | 21.5 | 29.7433 | -8.2433 | 10.75 | 4.1217 | 0
2026-07-03 12:00 | 34 | 30 | 4 | 15 | 0 | 2
2026-07-03 12:30 | 31.7 | 29.7433 | 1.9567 | 14.8717 | 0 | 0.97833
2026-07-03 13:00 | 32.1 | 28.9778 | 3.1222 | 14.4889 | 0 | 1.5611
2026-07-03 13:30 | 22.8 | 27.7164 | -4.9164 | 11.4 | 2.4582 | 0
2026-07-03 14:00 | 34.3 | 25.9808 | 8.3192 | 12.9904 | 0 | 4.1596
2026-07-03 14:30 | 20.1 | 23.8006 | -3.7006 | 10.05 | 1.8503 | 0
2026-07-03 15:00 | 22.7 | 21.2132 | 1.4868 | 10.6066 | 0 | 0.7434
2026-07-03 15:30 | 23 | 18.2628 | 4.7372 | 9.1314 | 0 | 2.3686
2026-07-03 16:00 | 16.5 | 15 | 1.5 | 7.5 | 0 | 0.75
2026-07-03 16:30 | 16.3 | 11.4805 | 4.8195 | 5.7403 | 0 | 2.4097
2026-07-03 17:00 | 16.8 | 7.7646 | 9.0354 | 3.8823 | 0 | 4.5177
2026-07-03 17:30 | 14 | 3.9158 | 10.0842 | 1.9579 | 0 | 5.0421
2026-07-03 18:00 | 18.2 | 3.6754e-15 | 18.2 | 1.8377e-15 | 0 | 9.1
2026-07-03 18:30 | 11.6 | 0 | 11.6 | 0 | 0 | 5.8
2026-07-03 19:00 | 5.8 | 0 | 5.8 | 0 | 0 | 2.9
2026-07-03 19:30 | 6.7 | 0 | 6.7 | 0 | 0 | 3.35
2026-07-03 20:00 | 5.8 | 0 | 5.8 | 0 | 0 | 2.9
2026-07-03 20:30 | 4.5 | 0 | 4.5 | 0 | 0 | 2.25
2026-07-03 21:00 | 5.7 | 0 | 5.7 | 0 | 0 | 2.85
2026-07-03 21:30 | 4.7 | 0 | 4.7 | 0 | 0 | 2.35
2026-07-03 22:00 | 3.6 | 0 | 3.6 | 0 | 0 | 1.8
2026-07-03 22:30 | 3.9 | 0 | 3.9 | 0 | 0 | 1.95
2026-07-03 23:00 | 5.6 | 0 | 5.6 | 0 | 0 | 2.8
2026-07-03 23:30 | 7 | 0 | 7 | 0 | 0 | 3.5
2026-07-04 | 2.1 | 0 | 2.1 | 0 | 0 | 1.05
2026-07-04 00:30 | 3 | 0 | 3 | 0 | 0 | 1.5
2026-07-04 01:00 | 2 | 0 | 2 | 0 | 0 | 1
2026-07-04 01:30 | 2 | 0 | 2 | 0 | 0 | 1
2026-07-04 02:00 | 2.4 | 0 | 2.4 | 0 | 0 | 1.2
2026-07-04 02:30 | 2.5 | 0 | 2.5 | 0 | 0 | 1.25
2026-07-04 03:00 | 2.8 | 0 | 2.8 | 0 | 0 | 1.4
2026-07-04 03:30 | 3 | 0 | 3 | 0 | 0 | 1.5
2026-07-04 04:00 | 2.6 | 0 | 2.6 | 0 | 0 | 1.3
2026-07-04 04:30 | 2.3 | 0 | 2.3 | 0 | 0 | 1.15
2026-07-04 05:00 | 2.8 | 0 | 2.8 | 0 | 0 | 1.4
2026-07-04 05:30 | 2.1 | 0 | 2.1 | 0 | 0 | 1.05
2026-07-04 06:00 | 4.1 | 0 | 4.1 | 0 | 0 | 2.05
2026-07-04 06:30 | 5.1 | 3.9158 | 1.1842 | 1.9579 | 0 | 0.59211
2026-07-04 07:00 | 6.7 | 7.7646 | -1.0646 | 3.35 | 0.53229 | 0
2026-07-04 07:30 | 6.5 | 11.4805 | -4.9805 | 3.25 | 2.4903 | 0
2026-07-04 08:00 | 20.9 | 15 | 5.9 | 7.5 | 0 | 2.95
2026-07-04 08:30 | 21.1 | 18.2628 | 2.8372 | 9.1314 | 0 | 1.4186
2026-07-04 09:00 | 17.8 | 21.2132 | -3.4132 | 8.9 | 1.7066 | 0
2026-07-04 09:30 | 13.9 | 23.8006 | -9.9006 | 6.95 | 4.9503 | 0
2026-07-04 10:00 | 18.5 | 25.9808 | -7.4808 | 9.25 | 3.7404 | 0
2026-07-04 10:30 | 13.6 | 27.7164 | -14.1164 | 6.8 | 7.0582 | 0
2026-07-04 11:00 | 14.3 | 28.9778 | -14.6778 | 7.15 | 7.3389 | 0
2026-07-04 11:30 | 14 | 29.7433 | -15.7433 | 7 | 7.8717 | 0
2026-07-04 12:00 | 25.9 | 30 | -4.1 | 12.95 | 2.05 | 0
2026-07-04 12:30 | 23.9 | 29.7433 | -5.8433 | 11.95 | 2.9217 | 0
2026-07-04 13:00 | 21 | 28.9778 | -7.9778 | 10.5 | 3.9889 | 0
2026-07-04 13:30 | 28.2 | 27.7164 | 0.48361 | 13.8582 | 0 | 0.24181
2026-07-04 14:00 | 31.7 | 25.9808 | 5.7192 | 12.9904 | 0 | 2.8596
2026-07-04 14:30 | 18.2 | 23.8006 | -5.6006 | 9.1 | 2.8003 | 0
2026-07-04 15:00 | 23.3 | 21.2132 | 2.0868 | 10.6066 | 0 | 1.0434
2026-07-04 15:30 | 23.3 | 18.2628 | 5.0372 | 9.1314 | 0 | 2.5186
2026-07-04 16:00 | 18.4 | 15 | 3.4 | 7.5 | 0 | 1.7
2026-07-04 16:30 | 11.6 | 11.4805 | 0.1195 | 5.7403 | 0 | 0.059749
2026-07-04 17:00 | 15.7 | 7.7646 | 7.9354 | 3.8823 | 0 | 3.9677
2026-07-04 17:30 | 15.8 | 3.9158 | 11.8842 | 1.9579 | 0 | 5.9421
2026-07-04 18:00 | 13.5 | 3.6754e-15 | 13.5 | 1.8377e-15 | 0 | 6.75
2026-07-04 18:30 | 14.1 | 0 | 14.1 | 0 | 0 | 7.05
2026-07-04 19:00 | 5.1 | 0 | 5.1 | 0 | 0 | 2.55
2026-07-04 19:30 | 3.1 | 0 | 3.1 | 0 | 0 | 1.55
2026-07-04 20:00 | 4.9 | 0 | 4.9 | 0 | 0 | 2.45
2026-07-04 20:30 | 4.9 | 0 | 4.9 | 0 | 0 | 2.45
2026-07-04 21:00 | 3.5 | 0 | 3.5 | 0 | 0 | 1.75
2026-07-04 21:30 | 7.7 | 0 | 7.7 | 0 | 0 | 3.85
2026-07-04 22:00 | 7.5 | 0 | 7.5 | 0 | 0 | 3.75
2026-07-04 22:30 | 4.9 | 0 | 4.9 | 0 | 0 | 2.45
2026-07-04 23:00 | 5 | 0 | 5 | 0 | 0 | 2.5
2026-07-04 23:30 | 5.4 | 0 | 5.4 | 0 | 0 | 2.7
2026-07-05 | 2.2 | 0 | 2.2 | 0 | 0 | 1.1
2026-07-05 00:30 | 2.2 | 0 | 2.2 | 0 | 0 | 1.1
2026-07-05 01:00 | 1.9 | 0 | 1.9 | 0 | 0 | 0.95
2026-07-05 01:30 | 2.9 | 0 | 2.9 | 0 | 0 | 1.45
2026-07-05 02:00 | 2 | 0 | 2 | 0 | 0 | 1
2026-07-05 02:30 | 2.7 | 0 | 2.7 | 0 | 0 | 1.35
2026-07-05 03:00 | 2 | 0 | 2 | 0 | 0 | 1
2026-07-05 03:30 | 2.4 | 0 | 2.4 | 0 | 0 | 1.2
2026-07-05 04:00 | 1.9 | 0 | 1.9 | 0 | 0 | 0.95
2026-07-05 04:30 | 2.7 | 0 | 2.7 | 0 | 0 | 1.35
2026-07-05 05:00 | 1.8 | 0 | 1.8 | 0 | 0 | 0.9
2026-07-05 05:30 | 2.6 | 0 | 2.6 | 0 | 0 | 1.3
2026-07-05 06:00 | 7.3 | 0 | 7.3 | 0 | 0 | 3.65
2026-07-05 06:30 | 4 | 3.9158 | 0.084214 | 1.9579 | 0 | 0.042107
2026-07-05 07:00 | 4.7 | 7.7646 | -3.0646 | 2.35 | 1.5323 | 0
2026-07-05 07:30 | 5.9 | 11.4805 | -5.5805 | 2.95 | 2.7903 | 0
2026-07-05 08:00 | 12.6 | 15 | -2.4 | 6.3 | 1.2 | 0
2026-07-05 08:30 | 21.5 | 18.2628 | 3.2372 | 9.1314 | 0 | 1.6186
2026-07-05 09:00 | 15 | 21.2132 | -6.2132 | 7.5 | 3.1066 | 0
2026-07-05 09:30 | 17.6 | 23.8006 | -6.2006 | 8.8 | 3.1003 | 0
2026-07-05 10:00 | 14.5 | 25.9808 | -11.4808 | 7.25 | 5.7404 | 0
2026-07-05 10:30 | 21.5 | 27.7164 | -6.2164 | 10.75 | 3.1082 | 0
2026-07-05 11:00 | 20.8 | 28.9778 | -8.1778 | 10.4 | 4.0889 | 0
2026-07-05 11:30 | 20.4 | 29.7433 | -9.3433 | 10.2 | 4.6717 | 0
2026-07-05 12:00 | 22.2 | 30 | -7.8 | 11.1 | 3.9 | 0
2026-07-05 12:30 | 24.5 | 29.7433 | -5.2433 | 12.25 | 2.6217 | 0
2026-07-05 13:00 | 19.7 | 28.9778 | -9.2778 | 9.85 | 4.6389 | 0
2026-07-05 13:30 | 31.2 | 27.7164 | 3.4836 | 13.8582 | 0 | 1.7418
2026-07-05 14:00 | 29.3 | 25.9808 | 3.3192 | 12.9904 | 0 | 1.6596
2026-07-05 14:30 | 20.4 | 23.8006 | -3.4006 | 10.2 | 1.7003 | 0
2026-07-05 15:00 | 34.9 | 21.2132 | 13.6868 | 10.6066 | 0 | 6.8434
2026-07-05 15:30 | 21 | 18.2628 | 2.7372 | 9.1314 | 0 | 1.3686
2026-07-05 16:00 | 14.3 | 15 | -0.7 | 7.15 | 0.35 | 0
2026-07-05 16:30 | 13.5 | 11.4805 | 2.0195 | 5.7403 | 0 | 1.0097
2026-07-05 17:00 | 14.6 | 7.7646 | 6.8354 | 3.8823 | 0 | 3.4177
2026-07-05 17:30 | 15.6 | 3.9158 | 11.6842 | 1.9579 | 0 | 5.8421
2026-07-05 18:00 | 16.4 | 3.6754e-15 | 16.4 | 1.8377e-15 | 0 | 8.2
2026-07-05 18:30 | 11.1 | 0 | 11.1 | 0 | 0 | 5.55
2026-07-05 19:00 | 3.5 | 0 | 3.5 | 0 | 0 | 1.75
2026-07-05 19:30 | 5.7 | 0 | 5.7 | 0 | 0 | 2.85
2026-07-05 20:00 | 8 | 0 | 8 | 0 | 0 | 4
2026-07-05 20:30 | 8 | 0 | 8 | 0 | 0 | 4
2026-07-05 21:00 | 6.1 | 0 | 6.1 | 0 | 0 | 3.05
2026-07-05 21:30 | 7.2 | 0 | 7.2 | 0 | 0 | 3.6
2026-07-05 22:00 | 6.5 | 0 | 6.5 | 0 | 0 | 3.25
2026-07-05 22:30 | 3.3 | 0 | 3.3 | 0 | 0 | 1.65
2026-07-05 23:00 | 5.8 | 0 | 5.8 | 0 | 0 | 2.9
2026-07-05 23:30 | 6.7 | 0 | 6.7 | 0 | 0 | 3.35
2026-07-06 | 1.8 | 0 | 1.8 | 0 | 0 | 0.9
2026-07-06 00:30 | 1.9 | 0 | 1.9 | 0 | 0 | 0.95
2026-07-06 01:00 | 1.8 | 0 | 1.8 | 0 | 0 | 0.9
2026-07-06 01:30 | 2.5 | 0 | 2.5 | 0 | 0 | 1.25
2026-07-06 02:00 | 2.5 | 0 | 2.5 | 0 | 0 | 1.25
2026-07-06 02:30 | 2.7 | 0 | 2.7 | 0 | 0 | 1.35
2026-07-06 03:00 | 2.6 | 0 | 2.6 | 0 | 0 | 1.3
2026-07-06 03:30 | 2.4 | 0 | 2.4 | 0 | 0 | 1.2
2026-07-06 04:00 | 2 | 0 | 2 | 0 | 0 | 1
2026-07-06 04:30 | 2.3 | 0 | 2.3 | 0 | 0 | 1.15
2026-07-06 05:00 | 2.3 | 0 | 2.3 | 0 | 0 | 1.15
2026-07-06 05:30 | 3 | 0 | 3 | 0 | 0 | 1.5
2026-07-06 06:00 | 7.1 | 0 | 7.1 | 0 | 0 | 3.55
2026-07-06 06:30 | 4.5 | 3.9158 | 0.58421 | 1.9579 | 0 | 0.29211
2026-07-06 07:00 | 6.8 | 7.7646 | -0.96457 | 3.4 | 0.48229 | 0
2026-07-06 07:30 | 5.1 | 11.4805 | -6.3805 | 2.55 | 3.1903 | 0
2026-07-06 08:00 | 16.3 | 15 | 1.3 | 7.5 | 0 | 0.65
2026-07-06 08:30 | 12.1 | 18.2628 | -6.1628 | 6.05 | 3.0814 | 0
2026-07-06 09:00 | 15 | 21.2132 | -6.2132 | 7.5 | 3.1066 | 0
2026-07-06 09:30 | 17 | 23.8006 | -6.8006 | 8.5 | 3.4003 | 0
2026-07-06 10:00 | 18.2 | 25.9808 | -7.7808 | 9.1 | 3.8904 | 0
2026-07-06 10:30 | 19.8 | 27.7164 | -7.9164 | 9.9 | 3.9582 | 0
2026-07-06 11:00 | 12.6 | 28.9778 | -16.3778 | 6.3 | 8.1889 | 0
2026-07-06 11:30 | 15.8 | 29.7433 | -13.9433 | 7.9 | 6.9717 | 0
2026-07-06 12:00 | 21.4 | 30 | -8.6 | 10.7 | 4.3 | 0
2026-07-06 12:30 | 30.9 | 29.7433 | 1.1567 | 14.8717 | 0 | 0.57833
2026-07-06 13:00 | 34.7 | 28.9778 | 5.7222 | 14.4889 | 0 | 2.8611
2026-07-06 13:30 | 33.6 | 27.7164 | 5.8836 | 13.8582 | 0 | 2.9418
2026-07-06 14:00 | 22.8 | 25.9808 | -3.1808 | 11.4 | 1.5904 | 0
2026-07-06 14:30 | 18.3 | 23.8006 | -5.5006 | 9.15 | 2.7503 | 0
2026-07-06 15:00 | 25.5 | 21.2132 | 4.2868 | 10.6066 | 0 | 2.1434
2026-07-06 15:30 | 21.8 | 18.2628 | 3.5372 | 9.1314 | 0 | 1.7686
2026-07-06 16:00 | 12.7 | 15 | -2.3 | 6.35 | 1.15 | 0
2026-07-06 16:30 | 15.1 | 11.4805 | 3.6195 | 5.7403 | 0 | 1.8097
2026-07-06 17:00 | 13 | 7.7646 | 5.2354 | 3.8823 | 0 | 2.6177
2026-07-06 17:30 | 10.1 | 3.9158 | 6.1842 | 1.9579 | 0 | 3.0921
2026-07-06 18:00 | 13.1 | 3.6754e-15 | 13.1 | 1.8377e-15 | 0 | 6.55
2026-07-06 18:30 | 11.8 | 0 | 11.8 | 0 | 0 | 5.9
2026-07-06 19:00 | 4.9 | 0 | 4.9 | 0 | 0 | 2.45
2026-07-06 19:30 | 7.2 | 0 | 7.2 | 0 | 0 | 3.6
2026-07-06 20:00 | 7.5 | 0 | 7.5 | 0 | 0 | 3.75
2026-07-06 20:30 | 7.7 | 0 | 7.7 | 0 | 0 | 3.85
2026-07-06 21:00 | 5 | 0 | 5 | 0 | 0 | 2.5
2026-07-06 21:30 | 7.9 | 0 | 7.9 | 0 | 0 | 3.95
2026-07-06 22:00 | 5.5 | 0 | 5.5 | 0 | 0 | 2.75
2026-07-06 22:30 | 4.8 | 0 | 4.8 | 0 | 0 | 2.4
2026-07-06 23:00 | 6.5 | 0 | 6.5 | 0 | 0 | 3.25
2026-07-06 23:30 | 3.4 | 0 | 3.4 | 0 | 0 | 1.7
2026-07-07 | 2 | 0 | 2 | 0 | 0 | 1
2026-07-07 00:30 | 3 | 0 | 3 | 0 | 0 | 1.5
2026-07-07 01:00 | 2.6 | 0 | 2.6 | 0 | 0 | 1.3
2026-07-07 01:30 | 1.8 | 0 | 1.8 | 0 | 0 | 0.9
2026-07-07 02:00 | 2.4 | 0 | 2.4 | 0 | 0 | 1.2
2026-07-07 02:30 | 2.9 | 0 | 2.9 | 0 | 0 | 1.45
2026-07-07 03:00 | 2.5 | 0 | 2.5 | 0 | 0 | 1.25
2026-07-07 03:30 | 2.6 | 0 | 2.6 | 0 | 0 | 1.3
2026-07-07 04:00 | 2.6 | 0 | 2.6 | 0 | 0 | 1.3
2026-07-07 04:30 | 2.9 | 0 | 2.9 | 0 | 0 | 1.45
2026-07-07 05:00 | 2 | 0 | 2 | 0 | 0 | 1
2026-07-07 05:30 | 2.4 | 0 | 2.4 | 0 | 0 | 1.2
2026-07-07 06:00 | 7.2 | 0 | 7.2 | 0 | 0 | 3.6
2026-07-07 06:30 | 4.1 | 3.9158 | 0.18421 | 1.9579 | 0 | 0.092107
2026-07-07 07:00 | 4.5 | 7.7646 | -3.2646 | 2.25 | 1.6323 | 0
2026-07-07 07:30 | 4.3 | 11.4805 | -7.1805 | 2.15 | 3.5903 | 0
2026-07-07 08:00 | 18.9 | 15 | 3.9 | 7.5 | 0 | 1.95
2026-07-07 08:30 | 17 | 18.2628 | -1.2628 | 8.5 | 0.63142 | 0
2026-07-07 09:00 | 12.2 | 21.2132 | -9.0132 | 6.1 | 4.5066 | 0
2026-07-07 09:30 | 16.7 | 23.8006 | -7.1006 | 8.35 | 3.5503 | 0
2026-07-07 10:00 | 12.9 | 25.9808 | -13.0808 | 6.45 | 6.5404 | 0
2026-07-07 10:30 | 16.3 | 27.7164 | -11.4164 | 8.15 | 5.7082 | 0
2026-07-07 11:00 | 15.5 | 28.9778 | -13.4778 | 7.75 | 6.7389 | 0
2026-07-07 11:30 | 19.7 | 29.7433 | -10.0433 | 9.85 | 5.0217 | 0
2026-07-07 12:00 | 29.4 | 30 | -0.6 | 14.7 | 0.3 | 0
2026-07-07 12:30 | 25.6 | 29.7433 | -4.1433 | 12.8 | 2.0717 | 0
2026-07-07 13:00 | 21 | 28.9778 | -7.9778 | 10.5 | 3.9889 | 0
2026-07-07 13:30 | 30.3 | 27.7164 | 2.5836 | 13.8582 | 0 | 1.2918
2026-07-07 14:00 | 23.3 | 25.9808 | -2.6808 | 11.65 | 1.3404 | 0
2026-07-07 14:30 | 23.8 | 23.8006 | -0.00060021 | 11.9 | 0.0003001 | 0
2026-07-07 15:00 | 20.6 | 21.2132 | -0.6132 | 10.3 | 0.3066 | 0
2026-07-07 15:30 | 33.9 | 18.2628 | 15.6372 | 9.1314 | 0 | 7.8186
2026-07-07 16:00 | 11.7 | 15 | -3.3 | 5.85 | 1.65 | 0
2026-07-07 16:30 | 19.6 | 11.4805 | 8.1195 | 5.7403 | 0 | 4.0597
2026-07-07 17:00 | 18 | 7.7646 | 10.2354 | 3.8823 | 0 | 5.1177
2026-07-07 17:30 | 17.2 | 3.9158 | 13.2842 | 1.9579 | 0 | 6.6421
2026-07-07 18:00 | 15.3 | 3.6754e-15 | 15.3 | 1.8377e-15 | 0 | 7.65
2026-07-07 18:30 | 14.1 | 0 | 14.1 | 0 | 0 | 7.05
2026-07-07 19:00 | 4.3 | 0 | 4.3 | 0 | 0 | 2.15
2026-07-07 19:30 | 7.4 | 0 | 7.4 | 0 | 0 | 3.7
2026-07-07 20:00 | 4.9 | 0 | 4.9 | 0 | 0 | 2.45
2026-07-07 20:30 | 3.5 | 0 | 3.5 | 0 | 0 | 1.75
2026-07-07 21:00 | 6.1 | 0 | 6.1 | 0 | 0 | 3.05
2026-07-07 21:30 | 3.1 | 0 | 3.1 | 0 | 0 | 1.55
2026-07-07 22:00 | 4.6 | 0 | 4.6 | 0 | 0 | 2.3
2026-07-07 22:30 | 7.8 | 0 | 7.8 | 0 | 0 | 3.9
2026-07-07 23:00 | 7.4 | 0 | 7.4 | 0 | 0 | 3.7
2026-07-07 23:30 | 7.3 | 0 | 7.3 | 0 | 0 | 3.65
2026-07-08 | 2.4 | 0 | 2.4 | 0 | 0 | 1.2
2026-07-08 00:30 | 2.4 | 0 | 2.4 | 0 | 0 | 1.2
2026-07-08 01:00 | 2.4 | 0 | 2.4 | 0 | 0 | 1.2
2026-07-08 01:30 | 2.7 | 0 | 2.7 | 0 | 0 | 1.35
2026-07-08 02:00 | 2 | 0 | 2 | 0 | 0 | 1
2026-07-08 02:30 | 1.8 | 0 | 1.8 | 0 | 0 | 0.9
2026-07-08 03:00 | 2.6 | 0 | 2.6 | 0 | 0 | 1.3
2026-07-08 03:30 | 1.8 | 0 | 1.8 | 0 | 0 | 0.9
2026-07-08 04:00 | 3 | 0 | 3 | 0 | 0 | 1.5
2026-07-08 04:30 | 2.7 | 0 | 2.7 | 0 | 0 | 1.35
2026-07-08 05:00 | 1.9 | 0 | 1.9 | 0 | 0 | 0.95
2026-07-08 05:30 | 2.2 | 0 | 2.2 | 0 | 0 | 1.1
2026-07-08 06:00 | 5.7 | 0 | 5.7 | 0 | 0 | 2.85
2026-07-08 06:30 | 4.6 | 3.9158 | 0.68421 | 1.9579 | 0 | 0.34211
2026-07-08 07:00 | 7.8 | 7.7646 | 0.035429 | 3.8823 | 0 | 0.017714
2026-07-08 07:30 | 4.3 | 11.4805 | -7.1805 | 2.15 | 3.5903 | 0
2026-07-08 08:00 | 20.7 | 15 | 5.7 | 7.5 | 0 | 2.85
2026-07-08 08:30 | 13 | 18.2628 | -5.2628 | 6.5 | 2.6314 | 0
2026-07-08 09:00 | 14.1 | 21.2132 | -7.1132 | 7.05 | 3.5566 | 0
2026-07-08 09:30 | 15.2 | 23.8006 | -8.6006 | 7.6 | 4.3003 | 0
2026-07-08 10:00 | 21.3 | 25.9808 | -4.6808 | 10.65 | 2.3404 | 0
2026-07-08 10:30 | 19.3 | 27.7164 | -8.4164 | 9.65 | 4.2082 | 0
2026-07-08 11:00 | 15.3 | 28.9778 | -13.6778 | 7.65 | 6.8389 | 0
2026-07-08 11:30 | 18.9 | 29.7433 | -10.8433 | 9.45 | 5.4217 | 0
2026-07-08 12:00 | 33.1 | 30 | 3.1 | 15 | 0 | 1.55
2026-07-08 12:30 | 23.5 | 29.7433 | -6.2433 | 11.75 | 3.1217 | 0
2026-07-08 13:00 | 27.6 | 28.9778 | -1.3778 | 13.8 | 0.68889 | 0
2026-07-08 13:30 | 30.1 | 27.7164 | 2.3836 | 13.8582 | 0 | 1.1918
2026-07-08 14:00 | 18.5 | 25.9808 | -7.4808 | 9.25 | 3.7404 | 0
2026-07-08 14:30 | 34.1 | 23.8006 | 10.2994 | 11.9003 | 0 | 5.1497
2026-07-08 15:00 | 31.2 | 21.2132 | 9.9868 | 10.6066 | 0 | 4.9934
2026-07-08 15:30 | 23.3 | 18.2628 | 5.0372 | 9.1314 | 0 | 2.5186
2026-07-08 16:00 | 19.3 | 15 | 4.3 | 7.5 | 0 | 2.15
2026-07-08 16:30 | 17.4 | 11.4805 | 5.9195 | 5.7403 | 0 | 2.9597
2026-07-08 17:00 | 15.1 | 7.7646 | 7.3354 | 3.8823 | 0 | 3.6677
2026-07-08 17:30 | 17.8 | 3.9158 | 13.8842 | 1.9579 | 0 | 6.9421
2026-07-08 18:00 | 13.9 | 3.6754e-15 | 13.9 | 1.8377e-15 | 0 | 6.95
2026-07-08 18:30 | 11.9 | 0 | 11.9 | 0 | 0 | 5.95
2026-07-08 19:00 | 7.9 | 0 | 7.9 | 0 | 0 | 3.95
2026-07-08 19:30 | 6.8 | 0 | 6.8 | 0 | 0 | 3.4
2026-07-08 20:00 | 7.4 | 0 | 7.4 | 0 | 0 | 3.7
2026-07-08 20:30 | 7.6 | 0 | 7.6 | 0 | 0 | 3.8
2026-07-08 21:00 | 3.2 | 0 | 3.2 | 0 | 0 | 1.6
2026-07-08 21:30 | 8 | 0 | 8 | 0 | 0 | 4
2026-07-08 22:00 | 3.5 | 0 | 3.5 | 0 | 0 | 1.75
2026-07-08 22:30 | 7.8 | 0 | 7.8 | 0 | 0 | 3.9
2026-07-08 23:00 | 3.6 | 0 | 3.6 | 0 | 0 | 1.8
2026-07-08 23:30 | 4.1 | 0 | 4.1 | 0 | 0 | 2.05
2026-07-09 | 2.8 | 0 | 2.8 | 0 | 0 | 1.4
2026-07-09 00:30 | 2.7 | 0 | 2.7 | 0 | 0 | 1.35
2026-07-09 01:00 | 2.3 | 0 | 2.3 | 0 | 0 | 1.15
2026-07-09 01:30 | 2.6 | 0 | 2.6 | 0 | 0 | 1.3
2026-07-09 02:00 | 2.1 | 0 | 2.1 | 0 | 0 | 1.05
2026-07-09 02:30 | 2.6 | 0 | 2.6 | 0 | 0 | 1.3
2026-07-09 03:00 | 2.1 | 0 | 2.1 | 0 | 0 | 1.05
2026-07-09 03:30 | 1.9 | 0 | 1.9 | 0 | 0 | 0.95
2026-07-09 04:00 | 2.9 | 0 | 2.9 | 0 | 0 | 1.45
2026-07-09 04:30 | 2.2 | 0 | 2.2 | 0 | 0 | 1.1
2026-07-09 05:00 | 2.6 | 0 | 2.6 | 0 | 0 | 1.3
2026-07-09 05:30 | 3 | 0 | 3 | 0 | 0 | 1.5
2026-07-09 06:00 | 4.4 | 0 | 4.4 | 0 | 0 | 2.2
2026-07-09 06:30 | 5.2 | 3.9158 | 1.2842 | 1.9579 | 0 | 0.64211
2026-07-09 07:00 | 7.6 | 7.7646 | -0.16457 | 3.8 | 0.082286 | 0
2026-07-09 07:30 | 4.9 | 11.4805 | -6.5805 | 2.45 | 3.2903 | 0
2026-07-09 08:00 | 17.4 | 15 | 2.4 | 7.5 | 0 | 1.2
2026-07-09 08:30 | 20.9 | 18.2628 | 2.6372 | 9.1314 | 0 | 1.3186
2026-07-09 09:00 | 16.9 | 21.2132 | -4.3132 | 8.45 | 2.1566 | 0
2026-07-09 09:30 | 16.8 | 23.8006 | -7.0006 | 8.4 | 3.5003 | 0
2026-07-09 10:00 | 21.1 | 25.9808 | -4.8808 | 10.55 | 2.4404 | 0
2026-07-09 10:30 | 17.5 | 27.7164 | -10.2164 | 8.75 | 5.1082 | 0
2026-07-09 11:00 | 18.8 | 28.9778 | -10.1778 | 9.4 | 5.0889 | 0
2026-07-09 11:30 | 19 | 29.7433 | -10.7433 | 9.5 | 5.3717 | 0
2026-07-09 12:00 | 23.1 | 30 | -6.9 | 11.55 | 3.45 | 0
2026-07-09 12:30 | 29.6 | 29.7433 | -0.14335 | 14.8 | 0.071673 | 0
2026-07-09 13:00 | 22.7 | 28.9778 | -6.2778 | 11.35 | 3.1389 | 0
2026-07-09 13:30 | 34.4 | 27.7164 | 6.6836 | 13.8582 | 0 | 3.3418
2026-07-09 14:00 | 31.5 | 25.9808 | 5.5192 | 12.9904 | 0 | 2.7596
2026-07-09 14:30 | 29.4 | 23.8006 | 5.5994 | 11.9003 | 0 | 2.7997
2026-07-09 15:00 | 21.5 | 21.2132 | 0.2868 | 10.6066 | 0 | 0.1434
2026-07-09 15:30 | 30.7 | 18.2628 | 12.4372 | 9.1314 | 0 | 6.2186
2026-07-09 16:00 | 17.8 | 15 | 2.8 | 7.5 | 0 | 1.4
2026-07-09 16:30 | 18.7 | 11.4805 | 7.2195 | 5.7403 | 0 | 3.6097
2026-07-09 17:00 | 12 | 7.7646 | 4.2354 | 3.8823 | 0 | 2.1177
2026-07-09 17:30 | 14.9 | 3.9158 | 10.9842 | 1.9579 | 0 | 5.4921
2026-07-09 18:00 | 19.1 | 3.6754e-15 | 19.1 | 1.8377e-15 | 0 | 9.55
2026-07-09 18:30 | 11.6 | 0 | 11.6 | 0 | 0 | 5.8
2026-07-09 19:00 | 4.4 | 0 | 4.4 | 0 | 0 | 2.2
2026-07-09 19:30 | 4.4 | 0 | 4.4 | 0 | 0 | 2.2
2026-07-09 20:00 | 4.2 | 0 | 4.2 | 0 | 0 | 2.1
2026-07-09 20:30 | 4.5 | 0 | 4.5 | 0 | 0 | 2.25
2026-07-09 21:00 | 4.1 | 0 | 4.1 | 0 | 0 | 2.05
2026-07-09 21:30 | 6.6 | 0 | 6.6 | 0 | 0 | 3.3
2026-07-09 22:00 | 5.3 | 0 | 5.3 | 0 | 0 | 2.65
2026-07-09 22:30 | 7.2 | 0 | 7.2 | 0 | 0 | 3.6
2026-07-09 23:00 | 6 | 0 | 6 | 0 | 0 | 3
2026-07-09 23:30 | 5.1 | 0 | 5.1 | 0 | 0 | 2.55
2026-07-10 | 2.4 | 0 | 2.4 | 0 | 0 | 1.2
2026-07-10 00:30 | 3 | 0 | 3 | 0 | 0 | 1.5
2026-07-10 01:00 | 2.5 | 0 | 2.5 | 0 | 0 | 1.25
2026-07-10 01:30 | 1.9 | 0 | 1.9 | 0 | 0 | 0.95
2026-07-10 02:00 | 1.9 | 0 | 1.9 | 0 | 0 | 0.95
2026-07-10 02:30 | 2.2 | 0 | 2.2 | 0 | 0 | 1.1
2026-07-10 03:00 | 1.8 | 0 | 1.8 | 0 | 0 | 0.9
2026-07-10 03:30 | 2.2 | 0 | 2.2 | 0 | 0 | 1.1
2026-07-10 04:00 | 2.2 | 0 | 2.2 | 0 | 0 | 1.1
2026-07-10 04:30 | 2 | 0 | 2 | 0 | 0 | 1
2026-07-10 05:00 | 2.1 | 0 | 2.1 | 0 | 0 | 1.05
2026-07-10 05:30 | 2.3 | 0 | 2.3 | 0 | 0 | 1.15
2026-07-10 06:00 | 7.8 | 0 | 7.8 | 0 | 0 | 3.9
2026-07-10 06:30 | 5 | 3.9158 | 1.0842 | 1.9579 | 0 | 0.54211
2026-07-10 07:00 | 5.9 | 7.7646 | -1.8646 | 2.95 | 0.93229 | 0
2026-07-10 07:30 | 7.2 | 11.4805 | -4.2805 | 3.6 | 2.1403 | 0
2026-07-10 08:00 | 14.8 | 15 | -0.2 | 7.4 | 0.1 | 0
2026-07-10 08:30 | 22 | 18.2628 | 3.7372 | 9.1314 | 0 | 1.8686
2026-07-10 09:00 | 14.8 | 21.2132 | -6.4132 | 7.4 | 3.2066 | 0
2026-07-10 09:30 | 15.1 | 23.8006 | -8.7006 | 7.55 | 4.3503 | 0
2026-07-10 10:00 | 18.6 | 25.9808 | -7.3808 | 9.3 | 3.6904 | 0
2026-07-10 10:30 | 12.1 | 27.7164 | -15.6164 | 6.05 | 7.8082 | 0
2026-07-10 11:00 | 18.7 | 28.9778 | -10.2778 | 9.35 | 5.1389 | 0
2026-07-10 11:30 | 14.7 | 29.7433 | -15.0433 | 7.35 | 7.5217 | 0
2026-07-10 12:00 | 33 | 30 | 3 | 15 | 0 | 1.5
2026-07-10 12:30 | 34.1 | 29.7433 | 4.3567 | 14.8717 | 0 | 2.1783
2026-07-10 13:00 | 26.1 | 28.9778 | -2.8778 | 13.05 | 1.4389 | 0
2026-07-10 13:30 | 29.6 | 27.7164 | 1.8836 | 13.8582 | 0 | 0.94181
2026-07-10 14:00 | 33.1 | 25.9808 | 7.1192 | 12.9904 | 0 | 3.5596
2026-07-10 14:30 | 19.2 | 23.8006 | -4.6006 | 9.6 | 2.3003 | 0
2026-07-10 15:00 | 19.2 | 21.2132 | -2.0132 | 9.6 | 1.0066 | 0
2026-07-10 15:30 | 25.4 | 18.2628 | 7.1372 | 9.1314 | 0 | 3.5686
2026-07-10 16:00 | 13 | 15 | -2 | 6.5 | 1 | 0
2026-07-10 16:30 | 14.4 | 11.4805 | 2.9195 | 5.7403 | 0 | 1.4597
2026-07-10 17:00 | 14.9 | 7.7646 | 7.1354 | 3.8823 | 0 | 3.5677
2026-07-10 17:30 | 18.2 | 3.9158 | 14.2842 | 1.9579 | 0 | 7.1421
2026-07-10 18:00 | 19.3 | 3.6754e-15 | 19.3 | 1.8377e-15 | 0 | 9.65
2026-07-10 18:30 | 14.8 | 0 | 14.8 | 0 | 0 | 7.4
2026-07-10 19:00 | 5.8 | 0 | 5.8 | 0 | 0 | 2.9
2026-07-10 19:30 | 3.8 | 0 | 3.8 | 0 | 0 | 1.9
2026-07-10 20:00 | 5.4 | 0 | 5.4 | 0 | 0 | 2.7
2026-07-10 20:30 | 7.7 | 0 | 7.7 | 0 | 0 | 3.85
2026-07-10 21:00 | 5 | 0 | 5 | 0 | 0 | 2.5
2026-07-10 21:30 | 7.7 | 0 | 7.7 | 0 | 0 | 3.85
2026-07-10 22:00 | 7.8 | 0 | 7.8 | 0 | 0 | 3.9
2026-07-10 22:30 | 7.8 | 0 | 7.8 | 0 | 0 | 3.9
2026-07-10 23:00 | 4.3 | 0 | 4.3 | 0 | 0 | 2.15
2026-07-10 23:30 | 5.1 | 0 | 5.1 | 0 | 0 | 2.55
2026-07-11 | 3 | 0 | 3 | 0 | 0 | 1.5
2026-07-11 00:30 | 2.8 | 0 | 2.8 | 0 | 0 | 1.4
2026-07-11 01:00 | 2.8 | 0 | 2.8 | 0 | 0 | 1.4
2026-07-11 01:30 | 2.3 | 0 | 2.3 | 0 | 0 | 1.15
2026-07-11 02:00 | 2.2 | 0 | 2.2 | 0 | 0 | 1.1
2026-07-11 02:30 | 3 | 0 | 3 | 0 | 0 | 1.5
2026-07-11 03:00 | 2 | 0 | 2 | 0 | 0 | 1
2026-07-11 03:30 | 1.8 | 0 | 1.8 | 0 | 0 | 0.9
2026-07-11 04:00 | 3 | 0 | 3 | 0 | 0 | 1.5
2026-07-11 04:30 | 1.8 | 0 | 1.8 | 0 | 0 | 0.9
2026-07-11 05:00 | 2.8 | 0 | 2.8 | 0 | 0 | 1.4
2026-07-11 05:30 | 2.4 | 0 | 2.4 | 0 | 0 | 1.2
2026-07-11 06:00 | 7.6 | 0 | 7.6 | 0 | 0 | 3.8
2026-07-11 06:30 | 6.1 | 3.9158 | 2.1842 | 1.9579 | 0 | 1.0921
2026-07-11 07:00 | 4 | 7.7646 | -3.7646 | 2 | 1.8823 | 0
2026-07-11 07:30 | 4.1 | 11.4805 | -7.3805 | 2.05 | 3.6903 | 0
2026-07-11 08:00 | 19.8 | 15 | 4.8 | 7.5 | 0 | 2.4
2026-07-11 08:30 | 16.1 | 18.2628 | -2.1628 | 8.05 | 1.0814 | 0
2026-07-11 09:00 | 13 | 21.2132 | -8.2132 | 6.5 | 4.1066 | 0
2026-07-11 09:30 | 19.1 | 23.8006 | -4.7006 | 9.55 | 2.3503 | 0
2026-07-11 10:00 | 18.4 | 25.9808 | -7.5808 | 9.2 | 3.7904 | 0
2026-07-11 10:30 | 17.4 | 27.7164 | -10.3164 | 8.7 | 5.1582 | 0
2026-07-11 11:00 | 20 | 28.9778 | -8.9778 | 10 | 4.4889 | 0
2026-07-11 11:30 | 19.9 | 29.7433 | -9.8433 | 9.95 | 4.9217 | 0
2026-07-11 12:00 | 27.3 | 30 | -2.7 | 13.65 | 1.35 | 0
2026-07-11 12:30 | 22 | 29.7433 | -7.7433 | 11 | 3.8717 | 0
2026-07-11 13:00 | 22.1 | 28.9778 | -6.8778 | 11.05 | 3.4389 | 0
2026-07-11 13:30 | 20.3 | 27.7164 | -7.4164 | 10.15 | 3.7082 | 0
2026-07-11 14:00 | 28.8 | 25.9808 | 2.8192 | 12.9904 | 0 | 1.4096
2026-07-11 14:30 | 34.1 | 23.8006 | 10.2994 | 11.9003 | 0 | 5.1497
2026-07-11 15:00 | 30.6 | 21.2132 | 9.3868 | 10.6066 | 0 | 4.6934
2026-07-11 15:30 | 25 | 18.2628 | 6.7372 | 9.1314 | 0 | 3.3686
2026-07-11 16:00 | 17.8 | 15 | 2.8 | 7.5 | 0 | 1.4
2026-07-11 16:30 | 13.3 | 11.4805 | 1.8195 | 5.7403 | 0 | 0.90975
2026-07-11 17:00 | 18.4 | 7.7646 | 10.6354 | 3.8823 | 0 | 5.3177
2026-07-11 17:30 | 13 | 3.9158 | 9.0842 | 1.9579 | 0 | 4.5421
2026-07-11 18:00 | 15.6 | 3.6754e-15 | 15.6 | 1.8377e-15 | 0 | 7.8
2026-07-11 18:30 | 17.5 | 0 | 17.5 | 0 | 0 | 8.75
2026-07-11 19:00 | 4.6 | 0 | 4.6 | 0 | 0 | 2.3
2026-07-11 19:30 | 4.3 | 0 | 4.3 | 0 | 0 | 2.15
2026-07-11 20:00 | 5.6 | 0 | 5.6 | 0 | 0 | 2.8
2026-07-11 20:30 | 8 | 0 | 8 | 0 | 0 | 4
2026-07-11 21:00 | 5.3 | 0 | 5.3 | 0 | 0 | 2.65
2026-07-11 21:30 | 7.4 | 0 | 7.4 | 0 | 0 | 3.7
2026-07-11 22:00 | 5.9 | 0 | 5.9 | 0 | 0 | 2.95
2026-07-11 22:30 | 3.2 | 0 | 3.2 | 0 | 0 | 1.6
2026-07-11 23:00 | 3.9 | 0 | 3.9 | 0 | 0 | 1.95
2026-07-11 23:30 | 6.8 | 0 | 6.8 | 0 | 0 | 3.4
2026-07-12 | 2.4 | 0 | 2.4 | 0 | 0 | 1.2
2026-07-12 00:30 | 1.8 | 0 | 1.8 | 0 | 0 | 0.9
2026-07-12 01:00 | 2.2 | 0 | 2.2 | 0 | 0 | 1.1
2026-07-12 01:30 | 2.1 | 0 | 2.1 | 0 | 0 | 1.05
2026-07-12 02:00 | 1.8 | 0 | 1.8 | 0 | 0 | 0.9
2026-07-12 02:30 | 1.9 | 0 | 1.9 | 0 | 0 | 0.95
2026-07-12 03:00 | 2.4 | 0 | 2.4 | 0 | 0 | 1.2
2026-07-12 03:30 | 2.7 | 0 | 2.7 | 0 | 0 | 1.35
2026-07-12 04:00 | 2.1 | 0 | 2.1 | 0 | 0 | 1.05
2026-07-12 04:30 | 2.1 | 0 | 2.1 | 0 | 0 | 1.05
2026-07-12 05:00 | 2.9 | 0 | 2.9 | 0 | 0 | 1.45
2026-07-12 05:30 | 2.4 | 0 | 2.4 | 0 | 0 | 1.2
2026-07-12 06:00 | 5.9 | 0 | 5.9 | 0 | 0 | 2.95
2026-07-12 06:30 | 7.3 | 3.9158 | 3.3842 | 1.9579 | 0 | 1.6921
2026-07-12 07:00 | 6.2 | 7.7646 | -1.5646 | 3.1 | 0.78229 | 0
2026-07-12 07:30 | 4.8 | 11.4805 | -6.6805 | 2.4 | 3.3403 | 0
2026-07-12 08:00 | 19.2 | 15 | 4.2 | 7.5 | 0 | 2.1
2026-07-12 08:30 | 12 | 18.2628 | -6.2628 | 6 | 3.1314 | 0
2026-07-12 09:00 | 12.7 | 21.2132 | -8.5132 | 6.35 | 4.2566 | 0
2026-07-12 09:30 | 16.4 | 23.8006 | -7.4006 | 8.2 | 3.7003 | 0
2026-07-12 10:00 | 21.1 | 25.9808 | -4.8808 | 10.55 | 2.4404 | 0
2026-07-12 10:30 | 16.1 | 27.7164 | -11.6164 | 8.05 | 5.8082 | 0
2026-07-12 11:00 | 20.1 | 28.9778 | -8.8778 | 10.05 | 4.4389 | 0
2026-07-12 11:30 | 13.4 | 29.7433 | -16.3433 | 6.7 | 8.1717 | 0
2026-07-12 12:00 | 30.5 | 30 | 0.5 | 15 | 0 | 0.25
2026-07-12 12:30 | 29.7 | 29.7433 | -0.043346 | 14.85 | 0.021673 | 0
2026-07-12 13:00 | 27.4 | 28.9778 | -1.5778 | 13.7 | 0.78889 | 0
2026-07-12 13:30 | 25.8 | 27.7164 | -1.9164 | 12.9 | 0.95819 | 0
2026-07-12 14:00 | 27.3 | 25.9808 | 1.3192 | 12.9904 | 0 | 0.65962
2026-07-12 14:30 | 28.2 | 23.8006 | 4.3994 | 11.9003 | 0 | 2.1997
2026-07-12 15:00 | 24.3 | 21.2132 | 3.0868 | 10.6066 | 0 | 1.5434
2026-07-12 15:30 | 23.7 | 18.2628 | 5.4372 | 9.1314 | 0 | 2.7186
2026-07-12 16:00 | 10.3 | 15 | -4.7 | 5.15 | 2.35 | 0
2026-07-12 16:30 | 12.6 | 11.4805 | 1.1195 | 5.7403 | 0 | 0.55975
2026-07-12 17:00 | 10.7 | 7.7646 | 2.9354 | 3.8823 | 0 | 1.4677
2026-07-12 17:30 | 17.8 | 3.9158 | 13.8842 | 1.9579 | 0 | 6.9421
2026-07-12 18:00 | 17.4 | 3.6754e-15 | 17.4 | 1.8377e-15 | 0 | 8.7
2026-07-12 18:30 | 11.2 | 0 | 11.2 | 0 | 0 | 5.6
2026-07-12 19:00 | 4.7 | 0 | 4.7 | 0 | 0 | 2.35
2026-07-12 19:30 | 7.3 | 0 | 7.3 | 0 | 0 | 3.65
2026-07-12 20:00 | 8 | 0 | 8 | 0 | 0 | 4
2026-07-12 20:30 | 5.9 | 0 | 5.9 | 0 | 0 | 2.95
2026-07-12 21:00 | 4.3 | 0 | 4.3 | 0 | 0 | 2.15
2026-07-12 21:30 | 5.3 | 0 | 5.3 | 0 | 0 | 2.65
2026-07-12 22:00 | 4.1 | 0 | 4.1 | 0 | 0 | 2.05
2026-07-12 22:30 | 6.6 | 0 | 6.6 | 0 | 0 | 3.3
2026-07-12 23:00 | 3.4 | 0 | 3.4 | 0 | 0 | 1.7
2026-07-12 23:30 | 5 | 0 | 5 | 0 | 0 | 2.5
2026-07-13 | 2.1 | 0 | 2.1 | 0 | 0 | 1.05
2026-07-13 00:30 | 2.9 | 0 | 2.9 | 0 | 0 | 1.45
2026-07-13 01:00 | 2.7 | 0 | 2.7 | 0 | 0 | 1.35
2026-07-13 01:30 | 2 | 0 | 2 | 0 | 0 | 1
2026-07-13 02:00 | 2.5 | 0 | 2.5 | 0 | 0 | 1.25
2026-07-13 02:30 | 2.8 | 0 | 2.8 | 0 | 0 | 1.4
2026-07-13 03:00 | 2.6 | 0 | 2.6 | 0 | 0 | 1.3
2026-07-13 03:30 | 2.4 | 0 | 2.4 | 0 | 0 | 1.2
2026-07-13 04:00 | 2.9 | 0 | 2.9 | 0 | 0 | 1.45
2026-07-13 04:30 | 2.8 | 0 | 2.8 | 0 | 0 | 1.4
2026-07-13 05:00 | 2.2 | 0 | 2.2 | 0 | 0 | 1.1
2026-07-13 05:30 | 2.4 | 0 | 2.4 | 0 | 0 | 1.2
2026-07-13 06:00 | 7.4 | 0 | 7.4 | 0 | 0 | 3.7
2026-07-13 06:30 | 4.7 | 3.9158 | 0.78421 | 1.9579 | 0 | 0.39211
2026-07-13 07:00 | 4.1 | 7.7646 | -3.6646 | 2.05 | 1.8323 | 0
2026-07-13 07:30 | 6.5 | 11.4805 | -4.9805 | 3.25 | 2.4903 | 0
2026-07-13 08:00 | 16.3 | 15 | 1.3 | 7.5 | 0 | 0.65
2026-07-13 08:30 | 16.3 | 18.2628 | -1.9628 | 8.15 | 0.98142 | 0
2026-07-13 09:00 | 13.6 | 21.2132 | -7.6132 | 6.8 | 3.8066 | 0
2026-07-13 09:30 | 14.5 | 23.8006 | -9.3006 | 7.25 | 4.6503 | 0
2026-07-13 10:00 | 12.9 | 25.9808 | -13.0808 | 6.45 | 6.5404 | 0
2026-07-13 10:30 | 20.1 | 27.7164 | -7.6164 | 10.05 | 3.8082 | 0
2026-07-13 11:00 | 19.4 | 28.9778 | -9.5778 | 9.7 | 4.7889 | 0
2026-07-13 11:30 | 15.5 | 29.7433 | -14.2433 | 7.75 | 7.1217 | 0
2026-07-13 12:00 | 33 | 30 | 3 | 15 | 0 | 1.5
2026-07-13 12:30 | 25.5 | 29.7433 | -4.2433 | 12.75 | 2.1217 | 0
2026-07-13 13:00 | 19.4 | 28.9778 | -9.5778 | 9.7 | 4.7889 | 0
2026-07-13 13:30 | 24.6 | 27.7164 | -3.1164 | 12.3 | 1.5582 | 0
2026-07-13 14:00 | 33.2 | 25.9808 | 7.2192 | 12.9904 | 0 | 3.6096
2026-07-13 14:30 | 34.9 | 23.8006 | 11.0994 | 11.9003 | 0 | 5.5497
2026-07-13 15:00 | 19.9 | 21.2132 | -1.3132 | 9.95 | 0.6566 | 0
2026-07-13 15:30 | 19.9 | 18.2628 | 1.6372 | 9.1314 | 0 | 0.81858
2026-07-13 16:00 | 13.2 | 15 | -1.8 | 6.6 | 0.9 | 0
2026-07-13 16:30 | 16.8 | 11.4805 | 5.3195 | 5.7403 | 0 | 2.6597
2026-07-13 17:00 | 16.2 | 7.7646 | 8.4354 | 3.8823 | 0 | 4.2177
2026-07-13 17:30 | 18.1 | 3.9158 | 14.1842 | 1.9579 | 0 | 7.0921
2026-07-13 18:00 | 14.3 | 3.6754e-15 | 14.3 | 1.8377e-15 | 0 | 7.15
2026-07-13 18:30 | 18.5 | 0 | 18.5 | 0 | 0 | 9.25
2026-07-13 19:00 | 5.6 | 0 | 5.6 | 0 | 0 | 2.8
2026-07-13 19:30 | 3.1 | 0 | 3.1 | 0 | 0 | 1.55
2026-07-13 20:00 | 5.8 | 0 | 5.8 | 0 | 0 | 2.9
2026-07-13 20:30 | 7.6 | 0 | 7.6 | 0 | 0 | 3.8
2026-07-13 21:00 | 4.1 | 0 | 4.1 | 0 | 0 | 2.05
2026-07-13 21:30 | 6.7 | 0 | 6.7 | 0 | 0 | 3.35
2026-07-13 22:00 | 4 | 0 | 4 | 0 | 0 | 2
2026-07-13 22:30 | 3.4 | 0 | 3.4 | 0 | 0 | 1.7
2026-07-13 23:00 | 6.9 | 0 | 6.9 | 0 | 0 | 3.45
2026-07-13 23:30 | 4.6 | 0 | 4.6 | 0 | 0 | 2.3
2026-07-14 | 2.7 | 0 | 2.7 | 0 | 0 | 1.35
2026-07-14 00:30 | 2.2 | 0 | 2.2 | 0 | 0 | 1.1
2026-07-14 01:00 | 2.5 | 0 | 2.5 | 0 | 0 | 1.25
2026-07-14 01:30 | 2.9 | 0 | 2.9 | 0 | 0 | 1.45
2026-07-14 02:00 | 2.3 | 0 | 2.3 | 0 | 0 | 1.15
2026-07-14 02:30 | 2.6 | 0 | 2.6 | 0 | 0 | 1.3
2026-07-14 03:00 | 2.8 | 0 | 2.8 | 0 | 0 | 1.4
2026-07-14 03:30 | 2.4 | 0 | 2.4 | 0 | 0 | 1.2
2026-07-14 04:00 | 2 | 0 | 2 | 0 | 0 | 1
2026-07-14 04:30 | 2.3 | 0 | 2.3 | 0 | 0 | 1.15
2026-07-14 05:00 | 2.9 | 0 | 2.9 | 0 | 0 | 1.45
2026-07-14 05:30 | 1.9 | 0 | 1.9 | 0 | 0 | 0.95
2026-07-14 06:00 | 6.9 | 0 | 6.9 | 0 | 0 | 3.45
2026-07-14 06:30 | 6.2 | 3.9158 | 2.2842 | 1.9579 | 0 | 1.1421
2026-07-14 07:00 | 7.7 | 7.7646 | -0.064571 | 3.85 | 0.032286 | 0
2026-07-14 07:30 | 6 | 11.4805 | -5.4805 | 3 | 2.7403 | 0
2026-07-14 08:00 | 13.5 | 15 | -1.5 | 6.75 | 0.75 | 0
2026-07-14 08:30 | 20.4 | 18.2628 | 2.1372 | 9.1314 | 0 | 1.0686
2026-07-14 09:00 | 14.1 | 21.2132 | -7.1132 | 7.05 | 3.5566 | 0
2026-07-14 09:30 | 19 | 23.8006 | -4.8006 | 9.5 | 2.4003 | 0
2026-07-14 10:00 | 20.8 | 25.9808 | -5.1808 | 10.4 | 2.5904 | 0
2026-07-14 10:30 | 16.5 | 27.7164 | -11.2164 | 8.25 | 5.6082 | 0
2026-07-14 11:00 | 20.4 | 28.9778 | -8.5778 | 10.2 | 4.2889 | 0
2026-07-14 11:30 | 18.5 | 29.7433 | -11.2433 | 9.25 | 5.6217 | 0
2026-07-14 12:00 | 33 | 30 | 3 | 15 | 0 | 1.5
2026-07-14 12:30 | 30 | 29.7433 | 0.25665 | 14.8717 | 0 | 0.12833
2026-07-14 13:00 | 22.3 | 28.9778 | -6.6778 | 11.15 | 3.3389 | 0
2026-07-14 13:30 | 34.1 | 27.7164 | 6.3836 | 13.8582 | 0 | 3.1918
2026-07-14 14:00 | 33.5 | 25.9808 | 7.5192 | 12.9904 | 0 | 3.7596
2026-07-14 14:30 | 27.6 | 23.8006 | 3.7994 | 11.9003 | 0 | 1.8997
2026-07-14 15:00 | 23.6 | 21.2132 | 2.3868 | 10.6066 | 0 | 1.1934
2026-07-14 15:30 | 18.3 | 18.2628 | 0.037157 | 9.1314 | 0 | 0.018579
2026-07-14 16:00 | 12.5 | 15 | -2.5 | 6.25 | 1.25 | 0
2026-07-14 16:30 | 19.8 | 11.4805 | 8.3195 | 5.7403 | 0 | 4.1597
2026-07-14 17:00 | 17.8 | 7.7646 | 10.0354 | 3.8823 | 0 | 5.0177
2026-07-14 17:30 | 12.3 | 3.9158 | 8.3842 | 1.9579 | 0 | 4.1921
2026-07-14 18:00 | 12.3 | 3.6754e-15 | 12.3 | 1.8377e-15 | 0 | 6.15
2026-07-14 18:30 | 12.2 | 0 | 12.2 | 0 | 0 | 6.1
2026-07-14 19:00 | 3.1 | 0 | 3.1 | 0 | 0 | 1.55
2026-07-14 19:30 | 5.4 | 0 | 5.4 | 0 | 0 | 2.7
2026-07-14 20:00 | 5.6 | 0 | 5.6 | 0 | 0 | 2.8
2026-07-14 20:30 | 6.6 | 0 | 6.6 | 0 | 0 | 3.3
2026-07-14 21:00 | 3.9 | 0 | 3.9 | 0 | 0 | 1.95
2026-07-14 21:30 | 7.5 | 0 | 7.5 | 0 | 0 | 3.75
2026-07-14 22:00 | 4.6 | 0 | 4.6 | 0 | 0 | 2.3
2026-07-14 22:30 | 3.7 | 0 | 3.7 | 0 | 0 | 1.85
2026-07-14 23:00 | 5.9 | 0 | 5.9 | 0 | 0 | 2.95
2026-07-14 23:30 | 3.9 | 0 | 3.9 | 0 | 0 | 1.95
2026-07-15 | 1.9 | 0 | 1.9 | 0 | 0 | 0.95
2026-07-15 00:30 | 1.9 | 0 | 1.9 | 0 | 0 | 0.95
2026-07-15 01:00 | 2.3 | 0 | 2.3 | 0 | 0 | 1.15
2026-07-15 01:30 | 2.9 | 0 | 2.9 | 0 | 0 | 1.45
2026-07-15 02:00 | 3 | 0 | 3 | 0 | 0 | 1.5
2026-07-15 02:30 | 2.5 | 0 | 2.5 | 0 | 0 | 1.25
2026-07-15 03:00 | 2.3 | 0 | 2.3 | 0 | 0 | 1.15
2026-07-15 03:30 | 2 | 0 | 2 | 0 | 0 | 1
2026-07-15 04:00 | 2.2 | 0 | 2.2 | 0 | 0 | 1.1
2026-07-15 04:30 | 2 | 0 | 2 | 0 | 0 | 1
2026-07-15 05:00 | 2.5 | 0 | 2.5 | 0 | 0 | 1.25
2026-07-15 05:30 | 2 | 0 | 2 | 0 | 0 | 1
2026-07-15 06:00 | 6.6 | 0 | 6.6 | 0 | 0 | 3.3
2026-07-15 06:30 | 5.2 | 3.9158 | 1.2842 | 1.9579 | 0 | 0.64211
2026-07-15 07:00 | 7.7 | 7.7646 | -0.064571 | 3.85 | 0.032286 | 0
2026-07-15 07:30 | 4 | 11.4805 | -7.4805 | 2 | 3.7403 | 0
2026-07-15 08:00 | 20 | 15 | 5 | 7.5 | 0 | 2.5
2026-07-15 08:30 | 13 | 18.2628 | -5.2628 | 6.5 | 2.6314 | 0
2026-07-15 09:00 | 12.7 | 21.2132 | -8.5132 | 6.35 | 4.2566 | 0
2026-07-15 09:30 | 14 | 23.8006 | -9.8006 | 7 | 4.9003 | 0
2026-07-15 10:00 | 18.4 | 25.9808 | -7.5808 | 9.2 | 3.7904 | 0
2026-07-15 10:30 | 17.3 | 27.7164 | -10.4164 | 8.65 | 5.2082 | 0
2026-07-15 11:00 | 16.6 | 28.9778 | -12.3778 | 8.3 | 6.1889 | 0
2026-07-15 11:30 | 15.1 | 29.7433 | -14.6433 | 7.55 | 7.3217 | 0
2026-07-15 12:00 | 20.4 | 30 | -9.6 | 10.2 | 4.8 | 0
2026-07-15 12:30 | 32.7 | 29.7433 | 2.9567 | 14.8717 | 0 | 1.4783
2026-07-15 13:00 | 33.2 | 28.9778 | 4.2222 | 14.4889 | 0 | 2.1111
2026-07-15 13:30 | 21.6 | 27.7164 | -6.1164 | 10.8 | 3.0582 | 0
2026-07-15 14:00 | 21.6 | 25.9808 | -4.3808 | 10.8 | 2.1904 | 0
2026-07-15 14:30 | 26.1 | 23.8006 | 2.2994 | 11.9003 | 0 | 1.1497
2026-07-15 15:00 | 26.2 | 21.2132 | 4.9868 | 10.6066 | 0 | 2.4934
2026-07-15 15:30 | 34.6 | 18.2628 | 16.3372 | 9.1314 | 0 | 8.1686
2026-07-15 16:00 | 16.5 | 15 | 1.5 | 7.5 | 0 | 0.75
2026-07-15 16:30 | 10.4 | 11.4805 | -1.0805 | 5.2 | 0.54025 | 0
2026-07-15 17:00 | 19.2 | 7.7646 | 11.4354 | 3.8823 | 0 | 5.7177
2026-07-15 17:30 | 16 | 3.9158 | 12.0842 | 1.9579 | 0 | 6.0421
2026-07-15 18:00 | 16.1 | 3.6754e-15 | 16.1 | 1.8377e-15 | 0 | 8.05
2026-07-15 18:30 | 16.2 | 0 | 16.2 | 0 | 0 | 8.1
2026-07-15 19:00 | 3.7 | 0 | 3.7 | 0 | 0 | 1.85
2026-07-15 19:30 | 5.5 | 0 | 5.5 | 0 | 0 | 2.75
2026-07-15 20:00 | 4.7 | 0 | 4.7 | 0 | 0 | 2.35
2026-07-15 20:30 | 6.6 | 0 | 6.6 | 0 | 0 | 3.3
2026-07-15 21:00 | 5.8 | 0 | 5.8 | 0 | 0 | 2.9
2026-07-15 21:30 | 4.1 | 0 | 4.1 | 0 | 0 | 2.05
2026-07-15 22:00 | 7.8 | 0 | 7.8 | 0 | 0 | 3.9
2026-07-15 22:30 | 3.5 | 0 | 3.5 | 0 | 0 | 1.75
2026-07-15 23:00 | 7.2 | 0 | 7.2 | 0 | 0 | 3.6
2026-07-15 23:30 | 3.6 | 0 | 3.6 | 0 | 0 | 1.8
2026-07-16 | 2.4 | 0 | 2.4 | 0 | 0 | 1.2
2026-07-16 00:30 | 2 | 0 | 2 | 0 | 0 | 1
2026-07-16 01:00 | 2.9 | 0 | 2.9 | 0 | 0 | 1.45
2026-07-16 01:30 | 3 | 0 | 3 | 0 | 0 | 1.5
2026-07-16 02:00 | 2.2 | 0 | 2.2 | 0 | 0 | 1.1
2026-07-16 02:30 | 2.7 | 0 | 2.7 | 0 | 0 | 1.35
2026-07-16 03:00 | 1.8 | 0 | 1.8 | 0 | 0 | 0.9
2026-07-16 03:30 | 1.8 | 0 | 1.8 | 0 | 0 | 0.9
2026-07-16 04:00 | 2.8 | 0 | 2.8 | 0 | 0 | 1.4
2026-07-16 04:30 | 2.3 | 0 | 2.3 | 0 | 0 | 1.15
2026-07-16 05:00 | 2.4 | 0 | 2.4 | 0 | 0 | 1.2
2026-07-16 05:30 | 3 | 0 | 3 | 0 | 0 | 1.5
2026-07-16 06:00 | 5.3 | 0 | 5.3 | 0 | 0 | 2.65
2026-07-16 06:30 | 6.5 | 3.9158 | 2.5842 | 1.9579 | 0 | 1.2921
2026-07-16 07:00 | 7.8 | 7.7646 | 0.035429 | 3.8823 | 0 | 0.017714
2026-07-16 07:30 | 6.5 | 11.4805 | -4.9805 | 3.25 | 2.4903 | 0
2026-07-16 08:00 | 14.2 | 15 | -0.8 | 7.1 | 0.4 | 0
2026-07-16 08:30 | 14.1 | 18.2628 | -4.1628 | 7.05 | 2.0814 | 0
2026-07-16 09:00 | 13 | 21.2132 | -8.2132 | 6.5 | 4.1066 | 0
2026-07-16 09:30 | 18.9 | 23.8006 | -4.9006 | 9.45 | 2.4503 | 0
2026-07-16 10:00 | 20.1 | 25.9808 | -5.8808 | 10.05 | 2.9404 | 0
2026-07-16 10:30 | 19.8 | 27.7164 | -7.9164 | 9.9 | 3.9582 | 0
2026-07-16 11:00 | 18.8 | 28.9778 | -10.1778 | 9.4 | 5.0889 | 0
2026-07-16 11:30 | 18.2 | 29.7433 | -11.5433 | 9.1 | 5.7717 | 0
2026-07-16 12:00 | 20.3 | 30 | -9.7 | 10.15 | 4.85 | 0
2026-07-16 12:30 | 27.2 | 29.7433 | -2.5433 | 13.6 | 1.2717 | 0
2026-07-16 13:00 | 34.1 | 28.9778 | 5.1222 | 14.4889 | 0 | 2.5611
2026-07-16 13:30 | 34.9 | 27.7164 | 7.1836 | 13.8582 | 0 | 3.5918
2026-07-16 14:00 | 24.2 | 25.9808 | -1.7808 | 12.1 | 0.89038 | 0
2026-07-16 14:30 | 26.7 | 23.8006 | 2.8994 | 11.9003 | 0 | 1.4497
2026-07-16 15:00 | 18.4 | 21.2132 | -2.8132 | 9.2 | 1.4066 | 0
2026-07-16 15:30 | 20.9 | 18.2628 | 2.6372 | 9.1314 | 0 | 1.3186
2026-07-16 16:00 | 12.7 | 15 | -2.3 | 6.35 | 1.15 | 0
2026-07-16 16:30 | 17.6 | 11.4805 | 6.1195 | 5.7403 | 0 | 3.0597
2026-07-16 17:00 | 10.8 | 7.7646 | 3.0354 | 3.8823 | 0 | 1.5177
2026-07-16 17:30 | 19 | 3.9158 | 15.0842 | 1.9579 | 0 | 7.5421
2026-07-16 18:00 | 12.6 | 3.6754e-15 | 12.6 | 1.8377e-15 | 0 | 6.3
2026-07-16 18:30 | 13 | 0 | 13 | 0 | 0 | 6.5
2026-07-16 19:00 | 4.4 | 0 | 4.4 | 0 | 0 | 2.2
2026-07-16 19:30 | 4.2 | 0 | 4.2 | 0 | 0 | 2.1
2026-07-16 20:00 | 6.4 | 0 | 6.4 | 0 | 0 | 3.2
2026-07-16 20:30 | 5.5 | 0 | 5.5 | 0 | 0 | 2.75
2026-07-16 21:00 | 3.5 | 0 | 3.5 | 0 | 0 | 1.75
2026-07-16 21:30 | 7.4 | 0 | 7.4 | 0 | 0 | 3.7
2026-07-16 22:00 | 4.4 | 0 | 4.4 | 0 | 0 | 2.2
2026-07-16 22:30 | 7.6 | 0 | 7.6 | 0 | 0 | 3.8
2026-07-16 23:00 | 5 | 0 | 5 | 0 | 0 | 2.5
2026-07-16 23:30 | 7.1 | 0 | 7.1 | 0 | 0 | 3.55
2026-07-17 | 1.9 | 0 | 1.9 | 0 | 0 | 0.95
2026-07-17 00:30 | 2.6 | 0 | 2.6 | 0 | 0 | 1.3
2026-07-17 01:00 | 2.1 | 0 | 2.1 | 0 | 0 | 1.05
2026-07-17 01:30 | 2.6 | 0 | 2.6 | 0 | 0 | 1.3
2026-07-17 02:00 | 2.3 | 0 | 2.3 | 0 | 0 | 1.15
2026-07-17 02:30 | 2.7 | 0 | 2.7 | 0 | 0 | 1.35
2026-07-17 03:00 | 2.4 | 0 | 2.4 | 0 | 0 | 1.2
2026-07-17 03:30 | 1.8 | 0 | 1.8 | 0 | 0 | 0.9
2026-07-17 04:00 | 2.6 | 0 | 2.6 | 0 | 0 | 1.3
2026-07-17 04:30 | 2.7 | 0 | 2.7 | 0 | 0 | 1.35
2026-07-17 05:00 | 2.7 | 0 | 2.7 | 0 | 0 | 1.35
2026-07-17 05:30 | 2.7 | 0 | 2.7 | 0 | 0 | 1.35
2026-07-17 06:00 | 5.5 | 0 | 5.5 | 0 | 0 | 2.75
2026-07-17 06:30 | 7.6 | 3.9158 | 3.6842 | 1.9579 | 0 | 1.8421
2026-07-17 07:00 | 7.1 | 7.7646 | -0.66457 | 3.55 | 0.33229 | 0
2026-07-17 07:30 | 4.5 | 11.4805 | -6.9805 | 2.25 | 3.4903 | 0
2026-07-17 08:00 | 18.7 | 15 | 3.7 | 7.5 | 0 | 1.85
2026-07-17 08:30 | 18.5 | 18.2628 | 0.23716 | 9.1314 | 0 | 0.11858
2026-07-17 09:00 | 16.4 | 21.2132 | -4.8132 | 8.2 | 2.4066 | 0
2026-07-17 09:30 | 14.7 | 23.8006 | -9.1006 | 7.35 | 4.5503 | 0
2026-07-17 10:00 | 20.6 | 25.9808 | -5.3808 | 10.3 | 2.6904 | 0
2026-07-17 10:30 | 14.3 | 27.7164 | -13.4164 | 7.15 | 6.7082 | 0
2026-07-17 11:00 | 13.9 | 28.9778 | -15.0778 | 6.95 | 7.5389 | 0
2026-07-17 11:30 | 12.3 | 29.7433 | -17.4433 | 6.15 | 8.7217 | 0
2026-07-17 12:00 | 23 | 30 | -7 | 11.5 | 3.5 | 0
2026-07-17 12:30 | 27.5 | 29.7433 | -2.2433 | 13.75 | 1.1217 | 0
2026-07-17 13:00 | 30.5 | 28.9778 | 1.5222 | 14.4889 | 0 | 0.76111
2026-07-17 13:30 | 20.4 | 27.7164 | -7.3164 | 10.2 | 3.6582 | 0
2026-07-17 14:00 | 19.4 | 25.9808 | -6.5808 | 9.7 | 3.2904 | 0
2026-07-17 14:30 | 21.7 | 23.8006 | -2.1006 | 10.85 | 1.0503 | 0
2026-07-17 15:00 | 30.4 | 21.2132 | 9.1868 | 10.6066 | 0 | 4.5934
2026-07-17 15:30 | 18.9 | 18.2628 | 0.63716 | 9.1314 | 0 | 0.31858
2026-07-17 16:00 | 14.9 | 15 | -0.1 | 7.45 | 0.05 | 0
2026-07-17 16:30 | 14.2 | 11.4805 | 2.7195 | 5.7403 | 0 | 1.3597
2026-07-17 17:00 | 18.3 | 7.7646 | 10.5354 | 3.8823 | 0 | 5.2677
2026-07-17 17:30 | 19.1 | 3.9158 | 15.1842 | 1.9579 | 0 | 7.5921
2026-07-17 18:00 | 15.4 | 3.6754e-15 | 15.4 | 1.8377e-15 | 0 | 7.7
2026-07-17 18:30 | 13.4 | 0 | 13.4 | 0 | 0 | 6.7
2026-07-17 19:00 | 3.9 | 0 | 3.9 | 0 | 0 | 1.95
2026-07-17 19:30 | 4.5 | 0 | 4.5 | 0 | 0 | 2.25
2026-07-17 20:00 | 4.3 | 0 | 4.3 | 0 | 0 | 2.15
2026-07-17 20:30 | 4.9 | 0 | 4.9 | 0 | 0 | 2.45
2026-07-17 21:00 | 5.1 | 0 | 5.1 | 0 | 0 | 2.55
2026-07-17 21:30 | 3.3 | 0 | 3.3 | 0 | 0 | 1.65
2026-07-17 22:00 | 6.8 | 0 | 6.8 | 0 | 0 | 3.4
2026-07-17 22:30 | 3.1 | 0 | 3.1 | 0 | 0 | 1.55
2026-07-17 23:00 | 5.3 | 0 | 5.3 | 0 | 0 | 2.65
2026-07-17 23:30 | 3 | 0 | 3 | 0 | 0 | 1.5
2026-07-18 | 2 | 0 | 2 | 0 | 0 | 1
2026-07-18 00:30 | 2.9 | 0 | 2.9 | 0 | 0 | 1.45
2026-07-18 01:00 | 2.7 | 0 | 2.7 | 0 | 0 | 1.35
2026-07-18 01:30 | 2.4 | 0 | 2.4 | 0 | 0 | 1.2
2026-07-18 02:00 | 2.7 | 0 | 2.7 | 0 | 0 | 1.35
2026-07-18 02:30 | 2.9 | 0 | 2.9 | 0 | 0 | 1.45
2026-07-18 03:00 | 1.9 | 0 | 1.9 | 0 | 0 | 0.95
2026-07-18 03:30 | 2.9 | 0 | 2.9 | 0 | 0 | 1.45
2026-07-18 04:00 | 1.9 | 0 | 1.9 | 0 | 0 | 0.95
2026-07-18 04:30 | 2.3 | 0 | 2.3 | 0 | 0 | 1.15
2026-07-18 05:00 | 1.8 | 0 | 1.8 | 0 | 0 | 0.9
2026-07-18 05:30 | 2.8 | 0 | 2.8 | 0 | 0 | 1.4
2026-07-18 06:00 | 7.4 | 0 | 7.4 | 0 | 0 | 3.7
2026-07-18 06:30 | 7.5 | 3.9158 | 3.5842 | 1.9579 | 0 | 1.7921
2026-07-18 07:00 | 5 | 7.7646 | -2.7646 | 2.5 | 1.3823 | 0
2026-07-18 07:30 | 6.3 | 11.4805 | -5.1805 | 3.15 | 2.5903 | 0
2026-07-18 08:00 | 21.1 | 15 | 6.1 | 7.5 | 0 | 3.05
2026-07-18 08:30 | 13.9 | 18.2628 | -4.3628 | 6.95 | 2.1814 | 0
2026-07-18 09:00 | 20.1 | 21.2132 | -1.1132 | 10.05 | 0.5566 | 0
2026-07-18 09:30 | 14.2 | 23.8006 | -9.6006 | 7.1 | 4.8003 | 0
2026-07-18 10:00 | 14.3 | 25.9808 | -11.6808 | 7.15 | 5.8404 | 0
2026-07-18 10:30 | 13.5 | 27.7164 | -14.2164 | 6.75 | 7.1082 | 0
2026-07-18 11:00 | 13 | 28.9778 | -15.9778 | 6.5 | 7.9889 | 0
2026-07-18 11:30 | 20.2 | 29.7433 | -9.5433 | 10.1 | 4.7717 | 0
2026-07-18 12:00 | 23.9 | 30 | -6.1 | 11.95 | 3.05 | 0
2026-07-18 12:30 | 29.8 | 29.7433 | 0.056654 | 14.8717 | 0 | 0.028327
2026-07-18 13:00 | 26.3 | 28.9778 | -2.6778 | 13.15 | 1.3389 | 0
2026-07-18 13:30 | 29.1 | 27.7164 | 1.3836 | 13.8582 | 0 | 0.69181
2026-07-18 14:00 | 29.9 | 25.9808 | 3.9192 | 12.9904 | 0 | 1.9596
2026-07-18 14:30 | 31.7 | 23.8006 | 7.8994 | 11.9003 | 0 | 3.9497
2026-07-18 15:00 | 28.8 | 21.2132 | 7.5868 | 10.6066 | 0 | 3.7934
2026-07-18 15:30 | 18.2 | 18.2628 | -0.062843 | 9.1 | 0.031421 | 0
2026-07-18 16:00 | 10.1 | 15 | -4.9 | 5.05 | 2.45 | 0
2026-07-18 16:30 | 13.4 | 11.4805 | 1.9195 | 5.7403 | 0 | 0.95975
2026-07-18 17:00 | 14.3 | 7.7646 | 6.5354 | 3.8823 | 0 | 3.2677
2026-07-18 17:30 | 12.5 | 3.9158 | 8.5842 | 1.9579 | 0 | 4.2921
2026-07-18 18:00 | 17 | 3.6754e-15 | 17 | 1.8377e-15 | 0 | 8.5
2026-07-18 18:30 | 12.7 | 0 | 12.7 | 0 | 0 | 6.35
2026-07-18 19:00 | 5.8 | 0 | 5.8 | 0 | 0 | 2.9
2026-07-18 19:30 | 3.2 | 0 | 3.2 | 0 | 0 | 1.6
2026-07-18 20:00 | 7.4 | 0 | 7.4 | 0 | 0 | 3.7
2026-07-18 20:30 | 4.3 | 0 | 4.3 | 0 | 0 | 2.15
2026-07-18 21:00 | 6.9 | 0 | 6.9 | 0 | 0 | 3.45
2026-07-18 21:30 | 7.7 | 0 | 7.7 | 0 | 0 | 3.85
2026-07-18 22:00 | 5.2 | 0 | 5.2 | 0 | 0 | 2.6
2026-07-18 22:30 | 3.2 | 0 | 3.2 | 0 | 0 | 1.6
2026-07-18 23:00 | 4.2 | 0 | 4.2 | 0 | 0 | 2.1
2026-07-18 23:30 | 5.6 | 0 | 5.6 | 0 | 0 | 2.8
2026-07-19 | 3 | 0 | 3 | 0 | 0 | 1.5
2026-07-19 00:30 | 1.9 | 0 | 1.9 | 0 | 0 | 0.95
2026-07-19 01:00 | 1.9 | 0 | 1.9 | 0 | 0 | 0.95
2026-07-19 01:30 | 2.6 | 0 | 2.6 | 0 | 0 | 1.3
2026-07-19 02:00 | 2.7 | 0 | 2.7 | 0 | 0 | 1.35
2026-07-19 02:30 | 2.3 | 0 | 2.3 | 0 | 0 | 1.15
2026-07-19 03:00 | 2.2 | 0 | 2.2 | 0 | 0 | 1.1
2026-07-19 03:30 | 2.6 | 0 | 2.6 | 0 | 0 | 1.3
2026-07-19 04:00 | 2.6 | 0 | 2.6 | 0 | 0 | 1.3
2026-07-19 04:30 | 2 | 0 | 2 | 0 | 0 | 1
2026-07-19 05:00 | 2.6 | 0 | 2.6 | 0 | 0 | 1.3
2026-07-19 05:30 | 2.1 | 0 | 2.1 | 0 | 0 | 1.05
2026-07-19 06:00 | 7.3 | 0 | 7.3 | 0 | 0 | 3.65
2026-07-19 06:30 | 6.6 | 3.9158 | 2.6842 | 1.9579 | 0 | 1.3421
2026-07-19 07:00 | 4 | 7.7646 | -3.7646 | 2 | 1.8823 | 0
2026-07-19 07:30 | 5.5 | 11.4805 | -5.9805 | 2.75 | 2.9903 | 0
2026-07-19 08:00 | 19.9 | 15 | 4.9 | 7.5 | 0 | 2.45
2026-07-19 08:30 | 18.1 | 18.2628 | -0.16284 | 9.05 | 0.081421 | 0
2026-07-19 09:00 | 12.1 | 21.2132 | -9.1132 | 6.05 | 4.5566 | 0
2026-07-19 09:30 | 16.4 | 23.8006 | -7.4006 | 8.2 | 3.7003 | 0
2026-07-19 10:00 | 14.2 | 25.9808 | -11.7808 | 7.1 | 5.8904 | 0
2026-07-19 10:30 | 14.1 | 27.7164 | -13.6164 | 7.05 | 6.8082 | 0
2026-07-19 11:00 | 17.9 | 28.9778 | -11.0778 | 8.95 | 5.5389 | 0
2026-07-19 11:30 | 20.4 | 29.7433 | -9.3433 | 10.2 | 4.6717 | 0
2026-07-19 12:00 | 25.4 | 30 | -4.6 | 12.7 | 2.3 | 0
2026-07-19 12:30 | 19.1 | 29.7433 | -10.6433 | 9.55 | 5.3217 | 0
2026-07-19 13:00 | 20 | 28.9778 | -8.9778 | 10 | 4.4889 | 0
2026-07-19 13:30 | 20.1 | 27.7164 | -7.6164 | 10.05 | 3.8082 | 0
2026-07-19 14:00 | 29.9 | 25.9808 | 3.9192 | 12.9904 | 0 | 1.9596
2026-07-19 14:30 | 20.8 | 23.8006 | -3.0006 | 10.4 | 1.5003 | 0
2026-07-19 15:00 | 27.8 | 21.2132 | 6.5868 | 10.6066 | 0 | 3.2934
2026-07-19 15:30 | 27.1 | 18.2628 | 8.8372 | 9.1314 | 0 | 4.4186
2026-07-19 16:00 | 13.8 | 15 | -1.2 | 6.9 | 0.6 | 0
2026-07-19 16:30 | 18.8 | 11.4805 | 7.3195 | 5.7403 | 0 | 3.6597
2026-07-19 17:00 | 12.8 | 7.7646 | 5.0354 | 3.8823 | 0 | 2.5177
2026-07-19 17:30 | 18.3 | 3.9158 | 14.3842 | 1.9579 | 0 | 7.1921
2026-07-19 18:00 | 13.3 | 3.6754e-15 | 13.3 | 1.8377e-15 | 0 | 6.65
2026-07-19 18:30 | 10.6 | 0 | 10.6 | 0 | 0 | 5.3
2026-07-19 19:00 | 7.8 | 0 | 7.8 | 0 | 0 | 3.9
2026-07-19 19:30 | 5.8 | 0 | 5.8 | 0 | 0 | 2.9
2026-07-19 20:00 | 4.1 | 0 | 4.1 | 0 | 0 | 2.05
2026-07-19 20:30 | 8 | 0 | 8 | 0 | 0 | 4
2026-07-19 21:00 | 7.3 | 0 | 7.3 | 0 | 0 | 3.65
2026-07-19 21:30 | 6.2 | 0 | 6.2 | 0 | 0 | 3.1
2026-07-19 22:00 | 7.8 | 0 | 7.8 | 0 | 0 | 3.9
2026-07-19 22:30 | 4.6 | 0 | 4.6 | 0 | 0 | 2.3
2026-07-19 23:00 | 3.8 | 0 | 3.8 | 0 | 0 | 1.9
2026-07-19 23:30 | 6.4 | 0 | 6.4 | 0 | 0 | 3.2
2026-07-20 | 2.4 | 0 | 2.4 | 0 | 0 | 1.2
2026-07-20 00:30 | 2.6 | 0 | 2.6 | 0 | 0 | 1.3
2026-07-20 01:00 | 3 | 0 | 3 | 0 | 0 | 1.5
2026-07-20 01:30 | 3 | 0 | 3 | 0 | 0 | 1.5
2026-07-20 02:00 | 2.2 | 0 | 2.2 | 0 | 0 | 1.1
2026-07-20 02:30 | 1.9 | 0 | 1.9 | 0 | 0 | 0.95
2026-07-20 03:00 | 2.8 | 0 | 2.8 | 0 | 0 | 1.4
2026-07-20 03:30 | 2.6 | 0 | 2.6 | 0 | 0 | 1.3
2026-07-20 04:00 | 2.3 | 0 | 2.3 | 0 | 0 | 1.15
2026-07-20 04:30 | 2.7 | 0 | 2.7 | 0 | 0 | 1.35
2026-07-20 05:00 | 2.7 | 0 | 2.7 | 0 | 0 | 1.35
2026-07-20 05:30 | 2.1 | 0 | 2.1 | 0 | 0 | 1.05
2026-07-20 06:00 | 4 | 0 | 4 | 0 | 0 | 2
2026-07-20 06:30 | 5.7 | 3.9158 | 1.7842 | 1.9579 | 0 | 0.89211
2026-07-20 07:00 | 6.5 | 7.7646 | -1.2646 | 3.25 | 0.63229 | 0
2026-07-20 07:30 | 7.1 | 11.4805 | -4.3805 | 3.55 | 2.1903 | 0
2026-07-20 08:00 | 15.9 | 15 | 0.9 | 7.5 | 0 | 0.45
2026-07-20 08:30 | 19.5 | 18.2628 | 1.2372 | 9.1314 | 0 | 0.61858
2026-07-20 09:00 | 12.9 | 21.2132 | -8.3132 | 6.45 | 4.1566 | 0
2026-07-20 09:30 | 13.4 | 23.8006 | -10.4006 | 6.7 | 5.2003 | 0
2026-07-20 10:00 | 17.7 | 25.9808 | -8.2808 | 8.85 | 4.1404 | 0
2026-07-20 10:30 | 13.4 | 27.7164 | -14.3164 | 6.7 | 7.1582 | 0
2026-07-20 11:00 | 16.8 | 28.9778 | -12.1778 | 8.4 | 6.0889 | 0
2026-07-20 11:30 | 21.9 | 29.7433 | -7.8433 | 10.95 | 3.9217 | 0
2026-07-20 12:00 | 21.5 | 30 | -8.5 | 10.75 | 4.25 | 0
2026-07-20 12:30 | 27.7 | 29.7433 | -2.0433 | 13.85 | 1.0217 | 0
2026-07-20 13:00 | 33.9 | 28.9778 | 4.9222 | 14.4889 | 0 | 2.4611
2026-07-20 13:30 | 21.8 | 27.7164 | -5.9164 | 10.9 | 2.9582 | 0
2026-07-20 14:00 | 28.8 | 25.9808 | 2.8192 | 12.9904 | 0 | 1.4096
2026-07-20 14:30 | 24 | 23.8006 | 0.1994 | 11.9003 | 0 | 0.0997
2026-07-20 15:00 | 33.4 | 21.2132 | 12.1868 | 10.6066 | 0 | 6.0934
2026-07-20 15:30 | 21.1 | 18.2628 | 2.8372 | 9.1314 | 0 | 1.4186
2026-07-20 16:00 | 15.5 | 15 | 0.5 | 7.5 | 0 | 0.25
2026-07-20 16:30 | 19.9 | 11.4805 | 8.4195 | 5.7403 | 0 | 4.2097
2026-07-20 17:00 | 16.9 | 7.7646 | 9.1354 | 3.8823 | 0 | 4.5677
2026-07-20 17:30 | 15 | 3.9158 | 11.0842 | 1.9579 | 0 | 5.5421
2026-07-20 18:00 | 11.1 | 3.6754e-15 | 11.1 | 1.8377e-15 | 0 | 5.55
2026-07-20 18:30 | 10.1 | 0 | 10.1 | 0 | 0 | 5.05
2026-07-20 19:00 | 3 | 0 | 3 | 0 | 0 | 1.5
2026-07-20 19:30 | 7.4 | 0 | 7.4 | 0 | 0 | 3.7
2026-07-20 20:00 | 7.8 | 0 | 7.8 | 0 | 0 | 3.9
2026-07-20 20:30 | 3 | 0 | 3 | 0 | 0 | 1.5
2026-07-20 21:00 | 4.9 | 0 | 4.9 | 0 | 0 | 2.45
2026-07-20 21:30 | 7.5 | 0 | 7.5 | 0 | 0 | 3.75
2026-07-20 22:00 | 5.4 | 0 | 5.4 | 0 | 0 | 2.7
2026-07-20 22:30 | 7.7 | 0 | 7.7 | 0 | 0 | 3.85
2026-07-20 23:00 | 4.7 | 0 | 4.7 | 0 | 0 | 2.35
2026-07-20 23:30 | 6.6 | 0 | 6.6 | 0 | 0 | 3.3
2026-07-21 | 2.3 | 0 | 2.3 | 0 | 0 | 1.15
2026-07-21 00:30 | 2.3 | 0 | 2.3 | 0 | 0 | 1.15
2026-07-21 01:00 | 3 | 0 | 3 | 0 | 0 | 1.5
2026-07-21 01:30 | 2.4 | 0 | 2.4 | 0 | 0 | 1.2
2026-07-21 02:00 | 2.2 | 0 | 2.2 | 0 | 0 | 1.1
2026-07-21 02:30 | 2.8 | 0 | 2.8 | 0 | 0 | 1.4
2026-07-21 03:00 | 2.5 | 0 | 2.5 | 0 | 0 | 1.25
2026-07-21 03:30 | 2.6 | 0 | 2.6 | 0 | 0 | 1.3
2026-07-21 04:00 | 2.9 | 0 | 2.9 | 0 | 0 | 1.45
2026-07-21 04:30 | 2.2 | 0 | 2.2 | 0 | 0 | 1.1
2026-07-21 05:00 | 2 | 0 | 2 | 0 | 0 | 1
2026-07-21 05:30 | 2.8 | 0 | 2.8 | 0 | 0 | 1.4
2026-07-21 06:00 | 6.7 | 0 | 6.7 | 0 | 0 | 3.35
2026-07-21 06:30 | 7.7 | 3.9158 | 3.7842 | 1.9579 | 0 | 1.8921
2026-07-21 07:00 | 5.8 | 7.7646 | -1.9646 | 2.9 | 0.98229 | 0
2026-07-21 07:30 | 7.3 | 11.4805 | -4.1805 | 3.65 | 2.0903 | 0
2026-07-21 08:00 | 15.2 | 15 | 0.2 | 7.5 | 0 | 0.1
2026-07-21 08:30 | 19.5 | 18.2628 | 1.2372 | 9.1314 | 0 | 0.61858
2026-07-21 09:00 | 13 | 21.2132 | -8.2132 | 6.5 | 4.1066 | 0
2026-07-21 09:30 | 16.3 | 23.8006 | -7.5006 | 8.15 | 3.7503 | 0
2026-07-21 10:00 | 16.2 | 25.9808 | -9.7808 | 8.1 | 4.8904 | 0
2026-07-21 10:30 | 17.3 | 27.7164 | -10.4164 | 8.65 | 5.2082 | 0
2026-07-21 11:00 | 14.3 | 28.9778 | -14.6778 | 7.15 | 7.3389 | 0
2026-07-21 11:30 | 13.5 | 29.7433 | -16.2433 | 6.75 | 8.1217 | 0
2026-07-21 12:00 | 32.2 | 30 | 2.2 | 15 | 0 | 1.1
2026-07-21 12:30 | 19.2 | 29.7433 | -10.5433 | 9.6 | 5.2717 | 0
2026-07-21 13:00 | 26.5 | 28.9778 | -2.4778 | 13.25 | 1.2389 | 0
2026-07-21 13:30 | 21.3 | 27.7164 | -6.4164 | 10.65 | 3.2082 | 0
2026-07-21 14:00 | 18.1 | 25.9808 | -7.8808 | 9.05 | 3.9404 | 0
2026-07-21 14:30 | 27.6 | 23.8006 | 3.7994 | 11.9003 | 0 | 1.8997
2026-07-21 15:00 | 26.7 | 21.2132 | 5.4868 | 10.6066 | 0 | 2.7434
2026-07-21 15:30 | 22 | 18.2628 | 3.7372 | 9.1314 | 0 | 1.8686
2026-07-21 16:00 | 10.2 | 15 | -4.8 | 5.1 | 2.4 | 0
2026-07-21 16:30 | 12.2 | 11.4805 | 0.7195 | 5.7403 | 0 | 0.35975
2026-07-21 17:00 | 13.4 | 7.7646 | 5.6354 | 3.8823 | 0 | 2.8177
2026-07-21 17:30 | 16.4 | 3.9158 | 12.4842 | 1.9579 | 0 | 6.2421
2026-07-21 18:00 | 13.6 | 3.6754e-15 | 13.6 | 1.8377e-15 | 0 | 6.8
2026-07-21 18:30 | 19.3 | 0 | 19.3 | 0 | 0 | 9.65
2026-07-21 19:00 | 7.1 | 0 | 7.1 | 0 | 0 | 3.55
2026-07-21 19:30 | 5.8 | 0 | 5.8 | 0 | 0 | 2.9
2026-07-21 20:00 | 7.6 | 0 | 7.6 | 0 | 0 | 3.8
2026-07-21 20:30 | 5.3 | 0 | 5.3 | 0 | 0 | 2.65
2026-07-21 21:00 | 4.9 | 0 | 4.9 | 0 | 0 | 2.45
2026-07-21 21:30 | 5.4 | 0 | 5.4 | 0 | 0 | 2.7
2026-07-21 22:00 | 6.5 | 0 | 6.5 | 0 | 0 | 3.25
2026-07-21 22:30 | 7 | 0 | 7 | 0 | 0 | 3.5
2026-07-21 23:00 | 7.7 | 0 | 7.7 | 0 | 0 | 3.85
2026-07-21 23:30 | 7.5 | 0 | 7.5 | 0 | 0 | 3.75
2026-07-22 | 2.3 | 0 | 2.3 | 0 | 0 | 1.15
2026-07-22 00:30 | 1.9 | 0 | 1.9 | 0 | 0 | 0.95
2026-07-22 01:00 | 2.6 | 0 | 2.6 | 0 | 0 | 1.3
2026-07-22 01:30 | 2.9 | 0 | 2.9 | 0 | 0 | 1.45
2026-07-22 02:00 | 2.8 | 0 | 2.8 | 0 | 0 | 1.4
2026-07-22 02:30 | 2.2 | 0 | 2.2 | 0 | 0 | 1.1
2026-07-22 03:00 | 2.5 | 0 | 2.5 | 0 | 0 | 1.25
2026-07-22 03:30 | 2.2 | 0 | 2.2 | 0 | 0 | 1.1
2026-07-22 04:00 | 3 | 0 | 3 | 0 | 0 | 1.5
2026-07-22 04:30 | 2.6 | 0 | 2.6 | 0 | 0 | 1.3
2026-07-22 05:00 | 2.3 | 0 | 2.3 | 0 | 0 | 1.15
2026-07-22 05:30 | 2.8 | 0 | 2.8 | 0 | 0 | 1.4
2026-07-22 06:00 | 6.4 | 0 | 6.4 | 0 | 0 | 3.2
2026-07-22 06:30 | 5.3 | 3.9158 | 1.3842 | 1.9579 | 0 | 0.69211
2026-07-22 07:00 | 8 | 7.7646 | 0.23543 | 3.8823 | 0 | 0.11771
2026-07-22 07:30 | 7.5 | 11.4805 | -3.9805 | 3.75 | 1.9903 | 0
2026-07-22 08:00 | 12.7 | 15 | -2.3 | 6.35 | 1.15 | 0
2026-07-22 08:30 | 21.9 | 18.2628 | 3.6372 | 9.1314 | 0 | 1.8186
2026-07-22 09:00 | 13.5 | 21.2132 | -7.7132 | 6.75 | 3.8566 | 0
2026-07-22 09:30 | 17.7 | 23.8006 | -6.1006 | 8.85 | 3.0503 | 0
2026-07-22 10:00 | 17.6 | 25.9808 | -8.3808 | 8.8 | 4.1904 | 0
2026-07-22 10:30 | 21.9 | 27.7164 | -5.8164 | 10.95 | 2.9082 | 0
2026-07-22 11:00 | 21.3 | 28.9778 | -7.6778 | 10.65 | 3.8389 | 0
2026-07-22 11:30 | 16.4 | 29.7433 | -13.3433 | 8.2 | 6.6717 | 0
2026-07-22 12:00 | 19.4 | 30 | -10.6 | 9.7 | 5.3 | 0
2026-07-22 12:30 | 23.8 | 29.7433 | -5.9433 | 11.9 | 2.9717 | 0
2026-07-22 13:00 | 25.3 | 28.9778 | -3.6778 | 12.65 | 1.8389 | 0
2026-07-22 13:30 | 20.4 | 27.7164 | -7.3164 | 10.2 | 3.6582 | 0
2026-07-22 14:00 | 31.6 | 25.9808 | 5.6192 | 12.9904 | 0 | 2.8096
2026-07-22 14:30 | 22.2 | 23.8006 | -1.6006 | 11.1 | 0.8003 | 0
2026-07-22 15:00 | 26.4 | 21.2132 | 5.1868 | 10.6066 | 0 | 2.5934
2026-07-22 15:30 | 20.6 | 18.2628 | 2.3372 | 9.1314 | 0 | 1.1686
2026-07-22 16:00 | 15 | 15 | 0 | 7.5 | 0 | 8.8818e-16
2026-07-22 16:30 | 14.2 | 11.4805 | 2.7195 | 5.7403 | 0 | 1.3597
2026-07-22 17:00 | 10.8 | 7.7646 | 3.0354 | 3.8823 | 0 | 1.5177
2026-07-22 17:30 | 11.3 | 3.9158 | 7.3842 | 1.9579 | 0 | 3.6921
2026-07-22 18:00 | 11.1 | 3.6754e-15 | 11.1 | 1.8377e-15 | 0 | 5.55
2026-07-22 18:30 | 14.2 | 0 | 14.2 | 0 | 0 | 7.1
2026-07-22 19:00 | 7.4 | 0 | 7.4 | 0 | 0 | 3.7
2026-07-22 19:30 | 4.9 | 0 | 4.9 | 0 | 0 | 2.45
2026-07-22 20:00 | 4.2 | 0 | 4.2 | 0 | 0 | 2.1
2026-07-22 20:30 | 3.6 | 0 | 3.6 | 0 | 0 | 1.8
2026-07-22 21:00 | 3.6 | 0 | 3.6 | 0 | 0 | 1.8
2026-07-22 21:30 | 4.8 | 0 | 4.8 | 0 | 0 | 2.4
2026-07-22 22:00 | 8 | 0 | 8 | 0 | 0 | 4
2026-07-22 22:30 | 5.2 | 0 | 5.2 | 0 | 0 | 2.6
2026-07-22 23:00 | 3.6 | 0 | 3.6 | 0 | 0 | 1.8
2026-07-22 23:30 | 5.3 | 0 | 5.3 | 0 | 0 | 2.65
2026-07-23 | 2.3 | 0 | 2.3 | 0 | 0 | 1.15
2026-07-23 00:30 | 3 | 0 | 3 | 0 | 0 | 1.5
2026-07-23 01:00 | 1.9 | 0 | 1.9 | 0 | 0 | 0.95
2026-07-23 01:30 | 2.3 | 0 | 2.3 | 0 | 0 | 1.15
2026-07-23 02:00 | 2.2 | 0 | 2.2 | 0 | 0 | 1.1
2026-07-23 02:30 | 1.8 | 0 | 1.8 | 0 | 0 | 0.9
2026-07-23 03:00 | 3 | 0 | 3 | 0 | 0 | 1.5
2026-07-23 03:30 | 2.6 | 0 | 2.6 | 0 | 0 | 1.3
2026-07-23 04:00 | 2.4 | 0 | 2.4 | 0 | 0 | 1.2
2026-07-23 04:30 | 2.4 | 0 | 2.4 | 0 | 0 | 1.2
2026-07-23 05:00 | 2.1 | 0 | 2.1 | 0 | 0 | 1.05
2026-07-23 05:30 | 2.2 | 0 | 2.2 | 0 | 0 | 1.1
2026-07-23 06:00 | 7 | 0 | 7 | 0 | 0 | 3.5
2026-07-23 06:30 | 7.5 | 3.9158 | 3.5842 | 1.9579 | 0 | 1.7921
2026-07-23 07:00 | 7.4 | 7.7646 | -0.36457 | 3.7 | 0.18229 | 0
2026-07-23 07:30 | 6.6 | 11.4805 | -4.8805 | 3.3 | 2.4403 | 0
2026-07-23 08:00 | 13.5 | 15 | -1.5 | 6.75 | 0.75 | 0
2026-07-23 08:30 | 18.5 | 18.2628 | 0.23716 | 9.1314 | 0 | 0.11858
2026-07-23 09:00 | 14.3 | 21.2132 | -6.9132 | 7.15 | 3.4566 | 0
2026-07-23 09:30 | 19.5 | 23.8006 | -4.3006 | 9.75 | 2.1503 | 0
2026-07-23 10:00 | 17.7 | 25.9808 | -8.2808 | 8.85 | 4.1404 | 0
2026-07-23 10:30 | 14.7 | 27.7164 | -13.0164 | 7.35 | 6.5082 | 0
2026-07-23 11:00 | 22 | 28.9778 | -6.9778 | 11 | 3.4889 | 0
2026-07-23 11:30 | 13.9 | 29.7433 | -15.8433 | 6.95 | 7.9217 | 0
2026-07-23 12:00 | 22 | 30 | -8 | 11 | 4 | 0
2026-07-23 12:30 | 30.7 | 29.7433 | 0.95665 | 14.8717 | 0 | 0.47833
2026-07-23 13:00 | 20.7 | 28.9778 | -8.2778 | 10.35 | 4.1389 | 0
2026-07-23 13:30 | 21.3 | 27.7164 | -6.4164 | 10.65 | 3.2082 | 0
2026-07-23 14:00 | 33.2 | 25.9808 | 7.2192 | 12.9904 | 0 | 3.6096
2026-07-23 14:30 | 29.3 | 23.8006 | 5.4994 | 11.9003 | 0 | 2.7497
2026-07-23 15:00 | 30 | 21.2132 | 8.7868 | 10.6066 | 0 | 4.3934
2026-07-23 15:30 | 31.1 | 18.2628 | 12.8372 | 9.1314 | 0 | 6.4186
2026-07-23 16:00 | 19.3 | 15 | 4.3 | 7.5 | 0 | 2.15
2026-07-23 16:30 | 17.4 | 11.4805 | 5.9195 | 5.7403 | 0 | 2.9597
2026-07-23 17:00 | 18.4 | 7.7646 | 10.6354 | 3.8823 | 0 | 5.3177
2026-07-23 17:30 | 16.8 | 3.9158 | 12.8842 | 1.9579 | 0 | 6.4421
2026-07-23 18:00 | 13.2 | 3.6754e-15 | 13.2 | 1.8377e-15 | 0 | 6.6
2026-07-23 18:30 | 19.9 | 0 | 19.9 | 0 | 0 | 9.95
2026-07-23 19:00 | 7.4 | 0 | 7.4 | 0 | 0 | 3.7
2026-07-23 19:30 | 7.6 | 0 | 7.6 | 0 | 0 | 3.8
2026-07-23 20:00 | 3.9 | 0 | 3.9 | 0 | 0 | 1.95
2026-07-23 20:30 | 5.6 | 0 | 5.6 | 0 | 0 | 2.8
2026-07-23 21:00 | 5.9 | 0 | 5.9 | 0 | 0 | 2.95
2026-07-23 21:30 | 5.8 | 0 | 5.8 | 0 | 0 | 2.9
2026-07-23 22:00 | 4.6 | 0 | 4.6 | 0 | 0 | 2.3
2026-07-23 22:30 | 4.1 | 0 | 4.1 | 0 | 0 | 2.05
2026-07-23 23:00 | 6.5 | 0 | 6.5 | 0 | 0 | 3.25
2026-07-23 23:30 | 5.1 | 0 | 5.1 | 0 | 0 | 2.55
2026-07-24 | 2.9 | 0 | 2.9 | 0 | 0 | 1.45
2026-07-24 00:30 | 2.4 | 0 | 2.4 | 0 | 0 | 1.2
2026-07-24 01:00 | 2.5 | 0 | 2.5 | 0 | 0 | 1.25
2026-07-24 01:30 | 2.8 | 0 | 2.8 | 0 | 0 | 1.4
2026-07-24 02:00 | 1.8 | 0 | 1.8 | 0 | 0 | 0.9
2026-07-24 02:30 | 2.7 | 0 | 2.7 | 0 | 0 | 1.35
2026-07-24 03:00 | 2.9 | 0 | 2.9 | 0 | 0 | 1.45
2026-07-24 03:30 | 2.2 | 0 | 2.2 | 0 | 0 | 1.1
2026-07-24 04:00 | 1.9 | 0 | 1.9 | 0 | 0 | 0.95
2026-07-24 04:30 | 2.2 | 0 | 2.2 | 0 | 0 | 1.1
2026-07-24 05:00 | 2.6 | 0 | 2.6 | 0 | 0 | 1.3
2026-07-24 05:30 | 2.4 | 0 | 2.4 | 0 | 0 | 1.2
2026-07-24 06:00 | 6.7 | 0 | 6.7 | 0 | 0 | 3.35
2026-07-24 06:30 | 5.3 | 3.9158 | 1.3842 | 1.9579 | 0 | 0.69211
2026-07-24 07:00 | 4.2 | 7.7646 | -3.5646 | 2.1 | 1.7823 | 0
2026-07-24 07:30 | 6 | 11.4805 | -5.4805 | 3 | 2.7403 | 0
2026-07-24 08:00 | 14.6 | 15 | -0.4 | 7.3 | 0.2 | 0
2026-07-24 08:30 | 22 | 18.2628 | 3.7372 | 9.1314 | 0 | 1.8686
2026-07-24 09:00 | 17.3 | 21.2132 | -3.9132 | 8.65 | 1.9566 | 0
2026-07-24 09:30 | 16.6 | 23.8006 | -7.2006 | 8.3 | 3.6003 | 0
2026-07-24 10:00 | 19.2 | 25.9808 | -6.7808 | 9.6 | 3.3904 | 0
2026-07-24 10:30 | 21.9 | 27.7164 | -5.8164 | 10.95 | 2.9082 | 0
2026-07-24 11:00 | 18.6 | 28.9778 | -10.3778 | 9.3 | 5.1889 | 0
2026-07-24 11:30 | 14.4 | 29.7433 | -15.3433 | 7.2 | 7.6717 | 0
2026-07-24 12:00 | 23.2 | 30 | -6.8 | 11.6 | 3.4 | 0
2026-07-24 12:30 | 21.9 | 29.7433 | -7.8433 | 10.95 | 3.9217 | 0
2026-07-24 13:00 | 23.7 | 28.9778 | -5.2778 | 11.85 | 2.6389 | 0
2026-07-24 13:30 | 29 | 27.7164 | 1.2836 | 13.8582 | 0 | 0.64181
2026-07-24 14:00 | 28.2 | 25.9808 | 2.2192 | 12.9904 | 0 | 1.1096
2026-07-24 14:30 | 28.5 | 23.8006 | 4.6994 | 11.9003 | 0 | 2.3497
2026-07-24 15:00 | 34.2 | 21.2132 | 12.9868 | 10.6066 | 0 | 6.4934
2026-07-24 15:30 | 23.7 | 18.2628 | 5.4372 | 9.1314 | 0 | 2.7186
2026-07-24 16:00 | 18 | 15 | 3 | 7.5 | 0 | 1.5
2026-07-24 16:30 | 10.8 | 11.4805 | -0.6805 | 5.4 | 0.34025 | 0
2026-07-24 17:00 | 10.9 | 7.7646 | 3.1354 | 3.8823 | 0 | 1.5677
2026-07-24 17:30 | 10.8 | 3.9158 | 6.8842 | 1.9579 | 0 | 3.4421
2026-07-24 18:00 | 12.7 | 3.6754e-15 | 12.7 | 1.8377e-15 | 0 | 6.35
2026-07-24 18:30 | 12.2 | 0 | 12.2 | 0 | 0 | 6.1
2026-07-24 19:00 | 6.7 | 0 | 6.7 | 0 | 0 | 3.35
2026-07-24 19:30 | 3.2 | 0 | 3.2 | 0 | 0 | 1.6
2026-07-24 20:00 | 3.3 | 0 | 3.3 | 0 | 0 | 1.65
2026-07-24 20:30 | 7.2 | 0 | 7.2 | 0 | 0 | 3.6
2026-07-24 21:00 | 4.9 | 0 | 4.9 | 0 | 0 | 2.45
2026-07-24 21:30 | 4.9 | 0 | 4.9 | 0 | 0 | 2.45
2026-07-24 22:00 | 5.3 | 0 | 5.3 | 0 | 0 | 2.65
2026-07-24 22:30 | 7 | 0 | 7 | 0 | 0 | 3.5
2026-07-24 23:00 | 8 | 0 | 8 | 0 | 0 | 4
2026-07-24 23:30 | 3.2 | 0 | 3.2 | 0 | 0 | 1.6
2026-07-25 | 2.7 | 0 | 2.7 | 0 | 0 | 1.35
2026-07-25 00:30 | 2.1 | 0 | 2.1 | 0 | 0 | 1.05
2026-07-25 01:00 | 2.5 | 0 | 2.5 | 0 | 0 | 1.25
2026-07-25 01:30 | 2 | 0 | 2 | 0 | 0 | 1
2026-07-25 02:00 | 2.2 | 0 | 2.2 | 0 | 0 | 1.1
2026-07-25 02:30 | 2.7 | 0 | 2.7 | 0 | 0 | 1.35
2026-07-25 03:00 | 2.7 | 0 | 2.7 | 0 | 0 | 1.35
2026-07-25 03:30 | 2.5 | 0 | 2.5 | 0 | 0 | 1.25
2026-07-25 04:00 | 2.5 | 0 | 2.5 | 0 | 0 | 1.25
2026-07-25 04:30 | 2.1 | 0 | 2.1 | 0 | 0 | 1.05
2026-07-25 05:00 | 2 | 0 | 2 | 0 | 0 | 1
2026-07-25 05:30 | 2.7 | 0 | 2.7 | 0 | 0 | 1.35
2026-07-25 06:00 | 4.2 | 0 | 4.2 | 0 | 0 | 2.1
2026-07-25 06:30 | 4.8 | 3.9158 | 0.88421 | 1.9579 | 0 | 0.44211
2026-07-25 07:00 | 6.7 | 7.7646 | -1.0646 | 3.35 | 0.53229 | 0
2026-07-25 07:30 | 7.4 | 11.4805 | -4.0805 | 3.7 | 2.0403 | 0
2026-07-25 08:00 | 19 | 15 | 4 | 7.5 | 0 | 2
2026-07-25 08:30 | 19.9 | 18.2628 | 1.6372 | 9.1314 | 0 | 0.81858
2026-07-25 09:00 | 13.8 | 21.2132 | -7.4132 | 6.9 | 3.7066 | 0
2026-07-25 09:30 | 15.8 | 23.8006 | -8.0006 | 7.9 | 4.0003 | 0
2026-07-25 10:00 | 18.6 | 25.9808 | -7.3808 | 9.3 | 3.6904 | 0
2026-07-25 10:30 | 14.8 | 27.7164 | -12.9164 | 7.4 | 6.4582 | 0
2026-07-25 11:00 | 14.2 | 28.9778 | -14.7778 | 7.1 | 7.3889 | 0
2026-07-25 11:30 | 18.9 | 29.7433 | -10.8433 | 9.45 | 5.4217 | 0
2026-07-25 12:00 | 33.1 | 30 | 3.1 | 15 | 0 | 1.55
2026-07-25 12:30 | 25.3 | 29.7433 | -4.4433 | 12.65 | 2.2217 | 0
2026-07-25 13:00 | 23.1 | 28.9778 | -5.8778 | 11.55 | 2.9389 | 0
2026-07-25 13:30 | 21.8 | 27.7164 | -5.9164 | 10.9 | 2.9582 | 0
2026-07-25 14:00 | 31.1 | 25.9808 | 5.1192 | 12.9904 | 0 | 2.5596
2026-07-25 14:30 | 24.5 | 23.8006 | 0.6994 | 11.9003 | 0 | 0.3497
2026-07-25 15:00 | 33.7 | 21.2132 | 12.4868 | 10.6066 | 0 | 6.2434
2026-07-25 15:30 | 20.9 | 18.2628 | 2.6372 | 9.1314 | 0 | 1.3186
2026-07-25 16:00 | 13.2 | 15 | -1.8 | 6.6 | 0.9 | 0
2026-07-25 16:30 | 11.8 | 11.4805 | 0.3195 | 5.7403 | 0 | 0.15975
2026-07-25 17:00 | 11.2 | 7.7646 | 3.4354 | 3.8823 | 0 | 1.7177
2026-07-25 17:30 | 10.1 | 3.9158 | 6.1842 | 1.9579 | 0 | 3.0921
2026-07-25 18:00 | 17.7 | 3.6754e-15 | 17.7 | 1.8377e-15 | 0 | 8.85
2026-07-25 18:30 | 11.7 | 0 | 11.7 | 0 | 0 | 5.85
2026-07-25 19:00 | 5.3 | 0 | 5.3 | 0 | 0 | 2.65
2026-07-25 19:30 | 4.7 | 0 | 4.7 | 0 | 0 | 2.35
2026-07-25 20:00 | 3.7 | 0 | 3.7 | 0 | 0 | 1.85
2026-07-25 20:30 | 5.7 | 0 | 5.7 | 0 | 0 | 2.85
2026-07-25 21:00 | 5.9 | 0 | 5.9 | 0 | 0 | 2.95
2026-07-25 21:30 | 7.8 | 0 | 7.8 | 0 | 0 | 3.9
2026-07-25 22:00 | 4.5 | 0 | 4.5 | 0 | 0 | 2.25
2026-07-25 22:30 | 3.8 | 0 | 3.8 | 0 | 0 | 1.9
2026-07-25 23:00 | 4.7 | 0 | 4.7 | 0 | 0 | 2.35
2026-07-25 23:30 | 6.2 | 0 | 6.2 | 0 | 0 | 3.1
2026-07-26 | 2.8 | 0 | 2.8 | 0 | 0 | 1.4
2026-07-26 00:30 | 2.9 | 0 | 2.9 | 0 | 0 | 1.45
2026-07-26 01:00 | 2.6 | 0 | 2.6 | 0 | 0 | 1.3
2026-07-26 01:30 | 1.8 | 0 | 1.8 | 0 | 0 | 0.9
2026-07-26 02:00 | 2.7 | 0 | 2.7 | 0 | 0 | 1.35
2026-07-26 02:30 | 2.4 | 0 | 2.4 | 0 | 0 | 1.2
2026-07-26 03:00 | 1.8 | 0 | 1.8 | 0 | 0 | 0.9
2026-07-26 03:30 | 2.1 | 0 | 2.1 | 0 | 0 | 1.05
2026-07-26 04:00 | 2 | 0 | 2 | 0 | 0 | 1
2026-07-26 04:30 | 2.1 | 0 | 2.1 | 0 | 0 | 1.05
2026-07-26 05:00 | 2.7 | 0 | 2.7 | 0 | 0 | 1.35
2026-07-26 05:30 | 2 | 0 | 2 | 0 | 0 | 1
2026-07-26 06:00 | 7.6 | 0 | 7.6 | 0 | 0 | 3.8
2026-07-26 06:30 | 5.2 | 3.9158 | 1.2842 | 1.9579 | 0 | 0.64211
2026-07-26 07:00 | 4.7 | 7.7646 | -3.0646 | 2.35 | 1.5323 | 0
2026-07-26 07:30 | 5.1 | 11.4805 | -6.3805 | 2.55 | 3.1903 | 0
2026-07-26 08:00 | 21.9 | 15 | 6.9 | 7.5 | 0 | 3.45
2026-07-26 08:30 | 21.4 | 18.2628 | 3.1372 | 9.1314 | 0 | 1.5686
2026-07-26 09:00 | 20.4 | 21.2132 | -0.8132 | 10.2 | 0.4066 | 0
2026-07-26 09:30 | 13.7 | 23.8006 | -10.1006 | 6.85 | 5.0503 | 0
2026-07-26 10:00 | 13.8 | 25.9808 | -12.1808 | 6.9 | 6.0904 | 0
2026-07-26 10:30 | 18.9 | 27.7164 | -8.8164 | 9.45 | 4.4082 | 0
2026-07-26 11:00 | 21.1 | 28.9778 | -7.8778 | 10.55 | 3.9389 | 0
2026-07-26 11:30 | 15.8 | 29.7433 | -13.9433 | 7.9 | 6.9717 | 0
2026-07-26 12:00 | 26.7 | 30 | -3.3 | 13.35 | 1.65 | 0
2026-07-26 12:30 | 31.5 | 29.7433 | 1.7567 | 14.8717 | 0 | 0.87833
2026-07-26 13:00 | 29.1 | 28.9778 | 0.12223 | 14.4889 | 0 | 0.061113
2026-07-26 13:30 | 32.9 | 27.7164 | 5.1836 | 13.8582 | 0 | 2.5918
2026-07-26 14:00 | 33.2 | 25.9808 | 7.2192 | 12.9904 | 0 | 3.6096
2026-07-26 14:30 | 32 | 23.8006 | 8.1994 | 11.9003 | 0 | 4.0997
2026-07-26 15:00 | 32.3 | 21.2132 | 11.0868 | 10.6066 | 0 | 5.5434
2026-07-26 15:30 | 22.1 | 18.2628 | 3.8372 | 9.1314 | 0 | 1.9186
2026-07-26 16:00 | 13 | 15 | -2 | 6.5 | 1 | 0
2026-07-26 16:30 | 19.1 | 11.4805 | 7.6195 | 5.7403 | 0 | 3.8097
2026-07-26 17:00 | 10.6 | 7.7646 | 2.8354 | 3.8823 | 0 | 1.4177
2026-07-26 17:30 | 15.3 | 3.9158 | 11.3842 | 1.9579 | 0 | 5.6921
2026-07-26 18:00 | 12.4 | 3.6754e-15 | 12.4 | 1.8377e-15 | 0 | 6.2
2026-07-26 18:30 | 16.8 | 0 | 16.8 | 0 | 0 | 8.4
2026-07-26 19:00 | 3 | 0 | 3 | 0 | 0 | 1.5
2026-07-26 19:30 | 6.5 | 0 | 6.5 | 0 | 0 | 3.25
2026-07-26 20:00 | 7.3 | 0 | 7.3 | 0 | 0 | 3.65
2026-07-26 20:30 | 3 | 0 | 3 | 0 | 0 | 1.5
2026-07-26 21:00 | 4.4 | 0 | 4.4 | 0 | 0 | 2.2
2026-07-26 21:30 | 6.4 | 0 | 6.4 | 0 | 0 | 3.2
2026-07-26 22:00 | 5.7 | 0 | 5.7 | 0 | 0 | 2.85
2026-07-26 22:30 | 5.3 | 0 | 5.3 | 0 | 0 | 2.65
2026-07-26 23:00 | 4.7 | 0 | 4.7 | 0 | 0 | 2.35
2026-07-26 23:30 | 4.6 | 0 | 4.6 | 0 | 0 | 2.3
2026-07-27 | 1.8 | 0 | 1.8 | 0 | 0 | 0.9
2026-07-27 00:30 | 1.8 | 0 | 1.8 | 0 | 0 | 0.9
2026-07-27 01:00 | 2.8 | 0 | 2.8 | 0 | 0 | 1.4
2026-07-27 01:30 | 2.6 | 0 | 2.6 | 0 | 0 | 1.3
2026-07-27 02:00 | 2.7 | 0 | 2.7 | 0 | 0 | 1.35
2026-07-27 02:30 | 1.8 | 0 | 1.8 | 0 | 0 | 0.9
2026-07-27 03:00 | 2.6 | 0 | 2.6 | 0 | 0 | 1.3
2026-07-27 03:30 | 1.8 | 0 | 1.8 | 0 | 0 | 0.9
2026-07-27 04:00 | 2.7 | 0 | 2.7 | 0 | 0 | 1.35
2026-07-27 04:30 | 1.8 | 0 | 1.8 | 0 | 0 | 0.9
2026-07-27 05:00 | 2.2 | 0 | 2.2 | 0 | 0 | 1.1
2026-07-27 05:30 | 2.4 | 0 | 2.4 | 0 | 0 | 1.2
2026-07-27 06:00 | 5.9 | 0 | 5.9 | 0 | 0 | 2.95
2026-07-27 06:30 | 5.4 | 3.9158 | 1.4842 | 1.9579 | 0 | 0.74211
2026-07-27 07:00 | 7.2 | 7.7646 | -0.56457 | 3.6 | 0.28229 | 0
2026-07-27 07:30 | 7.5 | 11.4805 | -3.9805 | 3.75 | 1.9903 | 0
2026-07-27 08:00 | 17.2 | 15 | 2.2 | 7.5 | 0 | 1.1
2026-07-27 08:30 | 15.2 | 18.2628 | -3.0628 | 7.6 | 1.5314 | 0
2026-07-27 09:00 | 17.5 | 21.2132 | -3.7132 | 8.75 | 1.8566 | 0
2026-07-27 09:30 | 18.7 | 23.8006 | -5.1006 | 9.35 | 2.5503 | 0
2026-07-27 10:00 | 21.7 | 25.9808 | -4.2808 | 10.85 | 2.1404 | 0
2026-07-27 10:30 | 18.2 | 27.7164 | -9.5164 | 9.1 | 4.7582 | 0
2026-07-27 11:00 | 12.3 | 28.9778 | -16.6778 | 6.15 | 8.3389 | 0
2026-07-27 11:30 | 14.1 | 29.7433 | -15.6433 | 7.05 | 7.8217 | 0
2026-07-27 12:00 | 24.1 | 30 | -5.9 | 12.05 | 2.95 | 0
2026-07-27 12:30 | 29.1 | 29.7433 | -0.64335 | 14.55 | 0.32167 | 0
2026-07-27 13:00 | 18 | 28.9778 | -10.9778 | 9 | 5.4889 | 0
2026-07-27 13:30 | 27.6 | 27.7164 | -0.11639 | 13.8 | 0.058193 | 0
2026-07-27 14:00 | 20.9 | 25.9808 | -5.0808 | 10.45 | 2.5404 | 0
2026-07-27 14:30 | 20.4 | 23.8006 | -3.4006 | 10.2 | 1.7003 | 0
2026-07-27 15:00 | 32.8 | 21.2132 | 11.5868 | 10.6066 | 0 | 5.7934
2026-07-27 15:30 | 27.9 | 18.2628 | 9.6372 | 9.1314 | 0 | 4.8186
2026-07-27 16:00 | 14.3 | 15 | -0.7 | 7.15 | 0.35 | 0
2026-07-27 16:30 | 17.7 | 11.4805 | 6.2195 | 5.7403 | 0 | 3.1097
2026-07-27 17:00 | 10.6 | 7.7646 | 2.8354 | 3.8823 | 0 | 1.4177
2026-07-27 17:30 | 19.3 | 3.9158 | 15.3842 | 1.9579 | 0 | 7.6921
2026-07-27 18:00 | 16.1 | 3.6754e-15 | 16.1 | 1.8377e-15 | 0 | 8.05
2026-07-27 18:30 | 17.3 | 0 | 17.3 | 0 | 0 | 8.65
2026-07-27 19:00 | 3.8 | 0 | 3.8 | 0 | 0 | 1.9
2026-07-27 19:30 | 4.2 | 0 | 4.2 | 0 | 0 | 2.1
2026-07-27 20:00 | 7.9 | 0 | 7.9 | 0 | 0 | 3.95
2026-07-27 20:30 | 3.7 | 0 | 3.7 | 0 | 0 | 1.85
2026-07-27 21:00 | 3.9 | 0 | 3.9 | 0 | 0 | 1.95
2026-07-27 21:30 | 3.5 | 0 | 3.5 | 0 | 0 | 1.75
2026-07-27 22:00 | 3.6 | 0 | 3.6 | 0 | 0 | 1.8
2026-07-27 22:30 | 4.5 | 0 | 4.5 | 0 | 0 | 2.25
2026-07-27 23:00 | 5.8 | 0 | 5.8 | 0 | 0 | 2.9
2026-07-27 23:30 | 3.6 | 0 | 3.6 | 0 | 0 | 1.8
2026-07-28 | 2.4 | 0 | 2.4 | 0 | 0 | 1.2
2026-07-28 00:30 | 2.4 | 0 | 2.4 | 0 | 0 | 1.2
2026-07-28 01:00 | 2.7 | 0 | 2.7 | 0 | 0 | 1.35
2026-07-28 01:30 | 2.9 | 0 | 2.9 | 0 | 0 | 1.45
2026-07-28 02:00 | 2 | 0 | 2 | 0 | 0 | 1
2026-07-28 02:30 | 2.7 | 0 | 2.7 | 0 | 0 | 1.35
2026-07-28 03:00 | 2.9 | 0 | 2.9 | 0 | 0 | 1.45
2026-07-28 03:30 | 2.6 | 0 | 2.6 | 0 | 0 | 1.3
2026-07-28 04:00 | 2.2 | 0 | 2.2 | 0 | 0 | 1.1
2026-07-28 04:30 | 2.3 | 0 | 2.3 | 0 | 0 | 1.15
2026-07-28 05:00 | 1.9 | 0 | 1.9 | 0 | 0 | 0.95
2026-07-28 05:30 | 2 | 0 | 2 | 0 | 0 | 1
2026-07-28 06:00 | 6.3 | 0 | 6.3 | 0 | 0 | 3.15
2026-07-28 06:30 | 5.8 | 3.9158 | 1.8842 | 1.9579 | 0 | 0.94211
2026-07-28 07:00 | 6.2 | 7.7646 | -1.5646 | 3.1 | 0.78229 | 0
2026-07-28 07:30 | 6.9 | 11.4805 | -4.5805 | 3.45 | 2.2903 | 0
2026-07-28 08:00 | 15.8 | 15 | 0.8 | 7.5 | 0 | 0.4
2026-07-28 08:30 | 20.2 | 18.2628 | 1.9372 | 9.1314 | 0 | 0.96858
2026-07-28 09:00 | 18.1 | 21.2132 | -3.1132 | 9.05 | 1.5566 | 0
2026-07-28 09:30 | 12.9 | 23.8006 | -10.9006 | 6.45 | 5.4503 | 0
2026-07-28 10:00 | 16 | 25.9808 | -9.9808 | 8 | 4.9904 | 0
2026-07-28 10:30 | 19.1 | 27.7164 | -8.6164 | 9.55 | 4.3082 | 0
2026-07-28 11:00 | 13.5 | 28.9778 | -15.4778 | 6.75 | 7.7389 | 0
2026-07-28 11:30 | 19.6 | 29.7433 | -10.1433 | 9.8 | 5.0717 | 0
2026-07-28 12:00 | 24.4 | 30 | -5.6 | 12.2 | 2.8 | 0
2026-07-28 12:30 | 34.7 | 29.7433 | 4.9567 | 14.8717 | 0 | 2.4783
2026-07-28 13:00 | 26.8 | 28.9778 | -2.1778 | 13.4 | 1.0889 | 0
2026-07-28 13:30 | 30.6 | 27.7164 | 2.8836 | 13.8582 | 0 | 1.4418
2026-07-28 14:00 | 26 | 25.9808 | 0.019238 | 12.9904 | 0 | 0.0096189
2026-07-28 14:30 | 22.3 | 23.8006 | -1.5006 | 11.15 | 0.7503 | 0
2026-07-28 15:00 | 34.2 | 21.2132 | 12.9868 | 10.6066 | 0 | 6.4934
2026-07-28 15:30 | 21 | 18.2628 | 2.7372 | 9.1314 | 0 | 1.3686
2026-07-28 16:00 | 16 | 15 | 1 | 7.5 | 0 | 0.5
2026-07-28 16:30 | 19.6 | 11.4805 | 8.1195 | 5.7403 | 0 | 4.0597
2026-07-28 17:00 | 13.3 | 7.7646 | 5.5354 | 3.8823 | 0 | 2.7677
2026-07-28 17:30 | 11.1 | 3.9158 | 7.1842 | 1.9579 | 0 | 3.5921
2026-07-28 18:00 | 18 | 3.6754e-15 | 18 | 1.8377e-15 | 0 | 9
2026-07-28 18:30 | 14 | 0 | 14 | 0 | 0 | 7
2026-07-28 19:00 | 4.8 | 0 | 4.8 | 0 | 0 | 2.4
2026-07-28 19:30 | 4.5 | 0 | 4.5 | 0 | 0 | 2.25
2026-07-28 20:00 | 5.8 | 0 | 5.8 | 0 | 0 | 2.9
2026-07-28 20:30 | 7.6 | 0 | 7.6 | 0 | 0 | 3.8
2026-07-28 21:00 | 7 | 0 | 7 | 0 | 0 | 3.5
2026-07-28 21:30 | 3.7 | 0 | 3.7 | 0 | 0 | 1.85
2026-07-28 22:00 | 3.2 | 0 | 3.2 | 0 | 0 | 1.6
2026-07-28 22:30 | 4.6 | 0 | 4.6 | 0 | 0 | 2.3
2026-07-28 23:00 | 5.9 | 0 | 5.9 | 0 | 0 | 2.95
2026-07-28 23:30 | 6.2 | 0 | 6.2 | 0 | 0 | 3.1
2026-07-29 | 1.9 | 0 | 1.9 | 0 | 0 | 0.95
2026-07-29 00:30 | 2.9 | 0 | 2.9 | 0 | 0 | 1.45
2026-07-29 01:00 | 2.8 | 0 | 2.8 | 0 | 0 | 1.4
2026-07-29 01:30 | 2.6 | 0 | 2.6 | 0 | 0 | 1.3
2026-07-29 02:00 | 2.3 | 0 | 2.3 | 0 | 0 | 1.15
2026-07-29 02:30 | 2.7 | 0 | 2.7 | 0 | 0 | 1.35
2026-07-29 03:00 | 2.4 | 0 | 2.4 | 0 | 0 | 1.2
2026-07-29 03:30 | 2.5 | 0 | 2.5 | 0 | 0 | 1.25
2026-07-29 04:00 | 3 | 0 | 3 | 0 | 0 | 1.5
2026-07-29 04:30 | 2.8 | 0 | 2.8 | 0 | 0 | 1.4
2026-07-29 05:00 | 2 | 0 | 2 | 0 | 0 | 1
2026-07-29 05:30 | 3 | 0 | 3 | 0 | 0 | 1.5
2026-07-29 06:00 | 4.6 | 0 | 4.6 | 0 | 0 | 2.3
2026-07-29 06:30 | 5.6 | 3.9158 | 1.6842 | 1.9579 | 0 | 0.84211
2026-07-29 07:00 | 5.4 | 7.7646 | -2.3646 | 2.7 | 1.1823 | 0
2026-07-29 07:30 | 6.1 | 11.4805 | -5.3805 | 3.05 | 2.6903 | 0
2026-07-29 08:00 | 21.7 | 15 | 6.7 | 7.5 | 0 | 3.35
2026-07-29 08:30 | 18.3 | 18.2628 | 0.037157 | 9.1314 | 0 | 0.018579
2026-07-29 09:00 | 13.3 | 21.2132 | -7.9132 | 6.65 | 3.9566 | 0
2026-07-29 09:30 | 20.2 | 23.8006 | -3.6006 | 10.1 | 1.8003 | 0
2026-07-29 10:00 | 14 | 25.9808 | -11.9808 | 7 | 5.9904 | 0
2026-07-29 10:30 | 21.4 | 27.7164 | -6.3164 | 10.7 | 3.1582 | 0
2026-07-29 11:00 | 16.8 | 28.9778 | -12.1778 | 8.4 | 6.0889 | 0
2026-07-29 11:30 | 21.6 | 29.7433 | -8.1433 | 10.8 | 4.0717 | 0
2026-07-29 12:00 | 20.4 | 30 | -9.6 | 10.2 | 4.8 | 0
2026-07-29 12:30 | 30.7 | 29.7433 | 0.95665 | 14.8717 | 0 | 0.47833
2026-07-29 13:00 | 31 | 28.9778 | 2.0222 | 14.4889 | 0 | 1.0111
2026-07-29 13:30 | 33.1 | 27.7164 | 5.3836 | 13.8582 | 0 | 2.6918
2026-07-29 14:00 | 19.2 | 25.9808 | -6.7808 | 9.6 | 3.3904 | 0
2026-07-29 14:30 | 18 | 23.8006 | -5.8006 | 9 | 2.9003 | 0
2026-07-29 15:00 | 24.2 | 21.2132 | 2.9868 | 10.6066 | 0 | 1.4934
2026-07-29 15:30 | 25.3 | 18.2628 | 7.0372 | 9.1314 | 0 | 3.5186
2026-07-29 16:00 | 19.8 | 15 | 4.8 | 7.5 | 0 | 2.4
2026-07-29 16:30 | 19.6 | 11.4805 | 8.1195 | 5.7403 | 0 | 4.0597
2026-07-29 17:00 | 13.6 | 7.7646 | 5.8354 | 3.8823 | 0 | 2.9177
2026-07-29 17:30 | 18.1 | 3.9158 | 14.1842 | 1.9579 | 0 | 7.0921
2026-07-29 18:00 | 17.7 | 3.6754e-15 | 17.7 | 1.8377e-15 | 0 | 8.85
2026-07-29 18:30 | 13.8 | 0 | 13.8 | 0 | 0 | 6.9
2026-07-29 19:00 | 7.8 | 0 | 7.8 | 0 | 0 | 3.9
2026-07-29 19:30 | 3 | 0 | 3 | 0 | 0 | 1.5
2026-07-29 20:00 | 7.5 | 0 | 7.5 | 0 | 0 | 3.75
2026-07-29 20:30 | 3.9 | 0 | 3.9 | 0 | 0 | 1.95
2026-07-29 21:00 | 6.1 | 0 | 6.1 | 0 | 0 | 3.05
2026-07-29 21:30 | 5.4 | 0 | 5.4 | 0 | 0 | 2.7
2026-07-29 22:00 | 4.2 | 0 | 4.2 | 0 | 0 | 2.1
2026-07-29 22:30 | 3.1 | 0 | 3.1 | 0 | 0 | 1.55
2026-07-29 23:00 | 7 | 0 | 7 | 0 | 0 | 3.5
2026-07-29 23:30 | 4 | 0 | 4 | 0 | 0 | 2
2026-07-30 | 2.5 | 0 | 2.5 | 0 | 0 | 1.25
2026-07-30 00:30 | 1.9 | 0 | 1.9 | 0 | 0 | 0.95
2026-07-30 01:00 | 2 | 0 | 2 | 0 | 0 | 1
2026-07-30 01:30 | 2.5 | 0 | 2.5 | 0 | 0 | 1.25
2026-07-30 02:00 | 3 | 0 | 3 | 0 | 0 | 1.5
2026-07-30 02:30 | 2.2 | 0 | 2.2 | 0 | 0 | 1.1
2026-07-30 03:00 | 1.8 | 0 | 1.8 | 0 | 0 | 0.9
2026-07-30 03:30 | 2.8 | 0 | 2.8 | 0 | 0 | 1.4
2026-07-30 04:00 | 2.1 | 0 | 2.1 | 0 | 0 | 1.05
2026-07-30 04:30 | 2.2 | 0 | 2.2 | 0 | 0 | 1.1
2026-07-30 05:00 | 2.6 | 0 | 2.6 | 0 | 0 | 1.3
2026-07-30 05:30 | 2.7 | 0 | 2.7 | 0 | 0 | 1.35
2026-07-30 06:00 | 6.8 | 0 | 6.8 | 0 | 0 | 3.4
2026-07-30 06:30 | 5.7 | 3.9158 | 1.7842 | 1.9579 | 0 | 0.89211
2026-07-30 07:00 | 7.5 | 7.7646 | -0.26457 | 3.75 | 0.13229 | 0
2026-07-30 07:30 | 4 | 11.4805 | -7.4805 | 2 | 3.7403 | 0
2026-07-30 08:00 | 19.5 | 15 | 4.5 | 7.5 | 0 | 2.25
2026-07-30 08:30 | 14.1 | 18.2628 | -4.1628 | 7.05 | 2.0814 | 0
2026-07-30 09:00 | 16.5 | 21.2132 | -4.7132 | 8.25 | 2.3566 | 0
2026-07-30 09:30 | 17.1 | 23.8006 | -6.7006 | 8.55 | 3.3503 | 0
2026-07-30 10:00 | 21.4 | 25.9808 | -4.5808 | 10.7 | 2.2904 | 0
2026-07-30 10:30 | 16.9 | 27.7164 | -10.8164 | 8.45 | 5.4082 | 0
2026-07-30 11:00 | 13.1 | 28.9778 | -15.8778 | 6.55 | 7.9389 | 0
2026-07-30 11:30 | 17.2 | 29.7433 | -12.5433 | 8.6 | 6.2717 | 0
2026-07-30 12:00 | 19.7 | 30 | -10.3 | 9.85 | 5.15 | 0
2026-07-30 12:30 | 33.5 | 29.7433 | 3.7567 | 14.8717 | 0 | 1.8783
2026-07-30 13:00 | 31.3 | 28.9778 | 2.3222 | 14.4889 | 0 | 1.1611
2026-07-30 13:30 | 33.7 | 27.7164 | 5.9836 | 13.8582 | 0 | 2.9918
2026-07-30 14:00 | 19.3 | 25.9808 | -6.6808 | 9.65 | 3.3404 | 0
2026-07-30 14:30 | 26.5 | 23.8006 | 2.6994 | 11.9003 | 0 | 1.3497
2026-07-30 15:00 | 19.8 | 21.2132 | -1.4132 | 9.9 | 0.7066 | 0
2026-07-30 15:30 | 28.2 | 18.2628 | 9.9372 | 9.1314 | 0 | 4.9686
2026-07-30 16:00 | 12.4 | 15 | -2.6 | 6.2 | 1.3 | 0
2026-07-30 16:30 | 17.6 | 11.4805 | 6.1195 | 5.7403 | 0 | 3.0597
2026-07-30 17:00 | 12.7 | 7.7646 | 4.9354 | 3.8823 | 0 | 2.4677
2026-07-30 17:30 | 18 | 3.9158 | 14.0842 | 1.9579 | 0 | 7.0421
2026-07-30 18:00 | 10.5 | 3.6754e-15 | 10.5 | 1.8377e-15 | 0 | 5.25
2026-07-30 18:30 | 14.6 | 0 | 14.6 | 0 | 0 | 7.3
2026-07-30 19:00 | 4.2 | 0 | 4.2 | 0 | 0 | 2.1
2026-07-30 19:30 | 3.5 | 0 | 3.5 | 0 | 0 | 1.75
2026-07-30 20:00 | 6.7 | 0 | 6.7 | 0 | 0 | 3.35
2026-07-30 20:30 | 3.2 | 0 | 3.2 | 0 | 0 | 1.6
2026-07-30 21:00 | 3.4 | 0 | 3.4 | 0 | 0 | 1.7
2026-07-30 21:30 | 4.5 | 0 | 4.5 | 0 | 0 | 2.25
2026-07-30 22:00 | 5.6 | 0 | 5.6 | 0 | 0 | 2.8
2026-07-30 22:30 | 3 | 0 | 3 | 0 | 0 | 1.5
2026-07-30 23:00 | 6 | 0 | 6 | 0 | 0 | 3
2026-07-30 23:30 | 3.6 | 0 | 3.6 | 0 | 0 | 1.8

## Dashboard
Small Commercial Building Energy Analysis Dashboard
Made by Rohan Ramjutton
30-day load profile analysis with a 30 kW rooftop solar PV scenario
This dashboard shows how much electricity a small commercial building uses over a 30-day (monthly) period. The original building demand was compared with a simulated 30 kW rooftop solar system.
In this project, the results obtained show that the solar generation can significantly reduce the amount of electricity imported from the grid during daytime hours. Most of the solar energy is found to have
been directly used by the building, while excess solar is exported back to the grid when generation is higher than demand.
**Project assumptions have been listed at the bottom of this dashboard**
How to read these results:
1) kW measures power at a specific moment in time, similar to how fast electricity is being used.
2) kWh measures total energy used over time, this is what electricity bills are mainly based on.
3) Grid import means electricity brought in from the grid.
4) Solar self-consumed means solar energy used directly by the building.
5) Exported solar means extra solar energy sent back to the grid.
Key Metrics: | Value | Unit | Solar Scenario | Value | Unit
Total Energy Used | 8130 | kWh | Solar PV Size | 30 | kW
Peak Demand | 34.9 | kW | Grid Import After Solar | 2548.6509 | kWh
Estimated Bill before Solar | 2731.2 | $ | Solar Self-Consumption | 81.2935 | %
Estimated Emissions | 5691 | kg CO2 | Monthly Solar Benefit | 1626.994 | $
Overnight Base Load | 2.3872 | kW | Simple Payback | 1.8439 | years
Figure 1: |  |  | Figure 2:
Figure 1 shows how much electricity the building used each day during the 30-day period. Higher bars |  |  | Figure 2 shows the higher power demand reached each day for 30 days. This is important as commercial sites
indicate days with greater total energy use. |  |  | may be charged based on peak demand (the amount of energy used during the peak hour)
Figure 3:
Figure 3 compares the building's electricity demand with the simulated solar generation profile. Solar generation rises during the day and falls to zero overnight as expected.
Figure 4: | [5 empty] | Figure 5:
This figure 4 shows that the 30 kW solar scenario reduces grid electricity import from 8130 kWh to approximately 2549 kWh. | [5 empty] | Figure 5 shows how much generated solar energy was used directly by the building compared with how much was exported back to
the grid.
Key Insights:
1) The building used 8130 kWh over the 30-day period, with demand mainly increasing during business hours (midday).
2) The 30 kW rooftop solar scenario reduced estimated grid import from 8130 kWh to approximatelly 2549 kWh, showing strong allignment between solar generation and daytime building demand.
3) Around 81.29% of generated solar energy was used directly by the building, while the remaining solar energy was exported to the grid.
4) The estimated monthly solar benefit was approximately $1627, giving a simple payback of around 1.84 years under the assumed costs and tariffs.
5) The overnight base load of 2.39 kW suggests some equipment remains active outside operating hours, as expected for a commercial business.
Project Assumptions:
1) The load data is simulated for a small commercial building over a 30-day period.
2) Electricity demand is recorded in 30-minute intervals.
3) Energy is calculated using: Energy (kWh) = Demand (kW) * 0.5 hours
4) A 30 Kw rooftop solar PV system is modelled using a simplified daytime generation curve.
5) Solar generation is assumed to peak around midday and fall to 0 overnight.
6) Electricity tariff, demand charge, supply charge and feed-in tariff values are all assumed for analysis.
7) The analysis does not include detailed electrical design, weather variation, panel orientation, grid connection approval or roof structural assessment.